## Cap Ex-20 Years
[9 empty] | Annual CPI | 3.5% | 3% | 3% | 3% | 3% | 3% | 3% | 3% | 3% | 3% | 3% | 3% | 3% | 3% | 3% | 3% | 3% | 3% | 3% | 3%
[9 empty] | Aggregate CPI | 103.5% | 106.6% | 109.8% | 113.1% | 116.5% | 120% | 123.6% | 127.3% | 131.1% | 135% | 139.1% | 143.3% | 147.6% | 152% | 156.6% | 161.2% | 166.1% | 171.1% | 176.2% | 181.5%
Moda Center 20 Year Capital Plan | [9 empty] | 2025 | 2026 | 2027 | 2028 | 2029 | 2030 | 2031 | 2032 | 2033 | 2034 | 2035 | 2036 | 2037 | 2038 | 2039 | 2040 | 2041 | 2042 | 2043 | 2044
Grouping | Item | Location (Level) | Subcategory 1 | Subcategory 2 | Priority | First Year of Replacement (# of years from 2024) | First Year of Replacement (Year) | Frequency of repairs & replacement in years | Estimated Cost per occurrence in 2024 Dollars | Year 1 | Year 2 | Year 3 | Year 4 | Year 5 | Year 6 | Year 7 | Year 8 | Year 9 | Year 10 | Year 11 | Year 12 | Year 13 | Year 14 | Year 15 | Year 16 | Year 17 | Year 18 | Year 19 | Year 20 | Total Cost
Architecture & Interiors | Locker Rooms - A,B, and C | Service Level | Refresh | Locker Room interior finishes, fixtures, furniture, and equipment | High | 2 | 2026 | 10 | 414963 | 0 | 442371.3061 | 0 | 0 | 0 | 0 | 0 | 0 | 0 | 0 | 0 | 594510.0441 | 0 | 0 | 0 | 0 | 0 | 0 | 0 | 0 | 1036881.3502
Architecture & Interiors | Media Room | Service Level | Refresh | Interior Finishes, ceiling, paint, flooring | Medium | 5 | 2029 | 15 | 259929 | 0 | 0 | 0 | 0 | 302791.7128 | 0 | 0 | 0 | 0 | 0 | 0 | 0 | 0 | 0 | 0 | 0 | 0 | 0 | 0 | 471739.6225 | 774531.3352
Architecture & Interiors | Locker Room Corridor | Service Level | Refresh | Paint and Flooring | High | 2 | 2026 | 10 | 42174 | 0 | 44959.5927 | 0 | 0 | 0 | 0 | 0 | 0 | 0 | 0 | 0 | 60421.933 | 0 | 0 | 0 | 0 | 0 | 0 | 0 | 0 | 105381.5257
Architecture & Interiors | Visiting Press | Service Level | Refresh | Interior Finishes, ceiling, paint, flooring | Medium | 5 | 2029 | 15 | 40500 | 0 | 0 | 0 | 0 | 47178.5155 | 0 | 0 | 0 | 0 | 0 | 0 | 0 | 0 | 0 | 0 | 0 | 0 | 0 | 0 | 73502.59 | 120681.1055
Architecture & Interiors | Trail Blazer's Family Room | Service Level | Reconfiguration/ Renovation | Interior Renovation | Medium | 5 | 2029 | 20 | 358425 | 0 | 0 | 0 | 0 | 417529.8626 | 0 | 0 | 0 | 0 | 0 | 0 | 0 | 0 | 0 | 0 | 0 | 0 | 0 | 0 | 0 | 417529.8626
Architecture & Interiors | Trail Blazer's Locker Room & Team Areas | Service Level | Reconfiguration/ Renovation | Interior Renovation | Medium | 5 | 2029 | 15 | 5292540 | 0 | 0 | 0 | 0 | 6165288.4112 | 0 | 0 | 0 | 0 | 0 | 0 | 0 | 0 | 0 | 0 | 0 | 0 | 0 | 0 | 9605318.4586 | 15770606.8698
Architecture & Interiors | Restrooms & Family Area Restrooms | Service Level | Refresh | Restroom finishes, fixtures, and accessories upgrades | High | 2 | 2026 | 15 | 866025 | 0 | 923225.9512 | 0 | 0 | 0 | 0 | 0 | 0 | 0 | 0 | 0 | 0 | 0 | 0 | 0 | 0 | 1438355.9502 | 0 | 0 | 0 | 2361581.9015
Architecture & Interiors | Star Rooms | Service Level | Refresh | Interior Finishes, paint & flooring | High | 2 | 2026 | 10 | 272538 | 0 | 290539.1349 | 0 | 0 | 0 | 0 | 0 | 0 | 0 | 0 | 0 | 390460.3022 | 0 | 0 | 0 | 0 | 0 | 0 | 0 | 0 | 680999.4371
Architecture & Interiors | Star Rooms - Room F | Service Level | Refresh | Interior Finishes and fixtures, ceiling, paint, flooring, Lighting | High | 2 | 2026 | 10 | 44415 | 0 | 47348.6107 | 0 | 0 | 0 | 0 | 0 | 0 | 0 | 0 | 0 | 63632.5735 | 0 | 0 | 0 | 0 | 0 | 0 | 0 | 0 | 110981.1843
Architecture & Interiors | Service Tunnel | Service Level | Repairs/ Refresh | Patch, repair, and paint masonry walls | Medium | 5 | 2029 | 5 | 67500 | 0 | 0 | 0 | 0 | 78630.8592 | 0 | 0 | 0 | 0 | 91154.7166 | 0 | 0 | 0 | 0 | 105673.2997 | 0 | 0 | 0 | 0 | 122504.3166 | 397963.1921
Architecture & Interiors | Courtside Club | Service Level | Refresh | Amenity space Interior finish renovation | Medium | 5 | 2029 | 10 | 6959587.5 | 0 | 0 | 0 | 0 | 8107234.7418 | 0 | 0 | 0 | 0 | 0 | 0 | 0 | 0 | 0 | 10895445.5607 | 0 | 0 | 0 | 0 | 0 | 19002680.3025
Architecture & Interiors | Doors and Hardware | Service Level | Replacement | Doors and Hardware | Medium | 5 | 2029 | 15 | 1215000 | 0 | 0 | 0 | 0 | 1415355.4663 | 0 | 0 | 0 | 0 | 0 | 0 | 0 | 0 | 0 | 0 | 0 | 0 | 0 | 0 | 2205077.6994 | 3620433.1657
Architecture & Interiors | Loading Dock | Service Level | Replacement/ Refresh | Dock Equipment Upgrade | Medium | 5 | 2029 | 15 | 20250 | 0 | 0 | 0 | 0 | 23589.2578 | 0 | 0 | 0 | 0 | 0 | 0 | 0 | 0 | 0 | 0 | 0 | 0 | 0 | 0 | 36751.295 | 60340.5528
Architecture & Interiors | Loading Dock | Service Level | Repairs | Wall and Ceiling Repairs | Medium | 5 | 2029 | 10 | 67500 | 0 | 0 | 0 | 0 | 78630.8592 | 0 | 0 | 0 | 0 | 0 | 0 | 0 | 0 | 0 | 105673.2997 | 0 | 0 | 0 | 0 | 0 | 184304.1589
Architecture & Interiors | Staff Locker and VIP Entrance | Service Level | Reconfiguration/ Renovation | Interior Renovation | Medium | 5 | 2029 | 20 | 2128275 | 0 | 0 | 0 | 0 | 2479230.9918 | 0 | 0 | 0 | 0 | 0 | 0 | 0 | 0 | 0 | 0 | 0 | 0 | 0 | 0 | 0 | 2479230.9918
Architecture & Interiors | Staff Locker | Service Level | Refresh | Paint and Ceilings | Medium | 5 | 2029 | 10 | 167487.75 | 0 | 0 | 0 | 0 | 195106.751 | 0 | 0 | 0 | 0 | 0 | 0 | 0 | 0 | 0 | 262207.1584 | 0 | 0 | 0 | 0 | 0 | 457313.9095
Architecture & Interiors | Staff Locker | Service Level | Replacement | Shower and Restroom accessories | Medium | 5 | 2029 | 10 | 18609.75 | 0 | 0 | 0 | 0 | 21678.5279 | 0 | 0 | 0 | 0 | 0 | 0 | 0 | 0 | 0 | 29134.1287 | 0 | 0 | 0 | 0 | 0 | 50812.6566
Architecture & Interiors | Laundry Room | Service Level | Replacement | Appliance Replacement | Low | 10 | 2034 | 10 | 67500 | 0 | 0 | 0 | 0 | 0 | 0 | 0 | 0 | 0 | 91154.7166 | 0 | 0 | 0 | 0 | 0 | 0 | 0 | 0 | 0 | 122504.3166 | 213659.0332
Architecture & Interiors | General - Wayfinding | Service Level | Refresh | Environmental graphics and branding upgrades | Medium | 5 | 2029 | 10 | 270000 | 0 | 0 | 0 | 0 | 314523.437 | 0 | 0 | 0 | 0 | 0 | 0 | 0 | 0 | 0 | 422693.1986 | 0 | 0 | 0 | 0 | 0 | 737216.6356
Architecture & Interiors | General - Interior Partitions | Service Level | Refresh | Wall Paint | Medium | 5 | 2029 | 10 | 578461.5 | 0 | 0 | 0 | 0 | 673850.7375 | 0 | 0 | 0 | 0 | 0 | 0 | 0 | 0 | 0 | 905599.0434 | 0 | 0 | 0 | 0 | 0 | 1579449.7809
Architecture & Interiors | Seating - Retractable Seating System | Lower Bowl Seating | Replacement | Furniture replacement | Low | 14 | 2038 | 15 | 9667350 | 0 | 0 | 0 | 0 | 0 | 0 | 0 | 0 | 0 | 0 | 0 | 0 | 0 | 14693718.4236 | 0 | 0 | 0 | 0 | 0 | 0 | 14693718.4236
Architecture & Interiors | Seating - Fixed (includes 200 Level) | Lower Bowl Seating | Replacement | Furniture replacement | High | 2 | 2026 | 20 | 1513050 | 0 | 1612986.9525 | 0 | 0 | 0 | 0 | 0 | 0 | 0 | 0 | 0 | 0 | 0 | 0 | 0 | 0 | 0 | 0 | 0 | 0 | 1612986.9525
Architecture & Interiors | Seating - Precast Tiers and Stair Aisles (includes 200 Level) | Lower Bowl Seating | Repair/ Replacement | Concrete repairs, New railings, Life Safety improvements | High | 2 | 2026 | 10 | 623775.6 | 0 | 664975.9784 | 0 | 0 | 0 | 0 | 0 | 0 | 0 | 0 | 0 | 893672.1092 | 0 | 0 | 0 | 0 | 0 | 0 | 0 | 0 | 1558648.0876
Architecture & Interiors | Seating - Aluminum Bleacher Overbuilds | Lower Bowl Seating | Replacement | New code compliant bleacher overbuilds and railings | High | 2 | 2026 | 20 | 675000 | 0 | 719583.75 | 0 | 0 | 0 | 0 | 0 | 0 | 0 | 0 | 0 | 0 | 0 | 0 | 0 | 0 | 0 | 0 | 0 | 0 | 719583.75
Architecture & Interiors | General - Interior Partitions | Main Concourse | Refresh | Wall Paint | Medium | 5 | 2029 | 10 | 696741.75 | 0 | 0 | 0 | 0 | 811635.5921 | 0 | 0 | 0 | 0 | 0 | 0 | 0 | 0 | 0 | 1090770.3663 | 0 | 0 | 0 | 0 | 0 | 1902405.9585
Architecture & Interiors | General - Concessions | Main Concourse | Replacement | Overhead coiling doors | High | 5 | 2029 | 15 | 405000 | 0 | 0 | 0 | 0 | 471785.1554 | 0 | 0 | 0 | 0 | 0 | 0 | 0 | 0 | 0 | 0 | 0 | 0 | 0 | 0 | 735025.8998 | 1206811.0552
Architecture & Interiors | General - Concessions | Main Concourse | Selective replacement | Doors and Hardware | High | 2 | 2026 | 10 | 81000 | 0 | 86350.05 | 0 | 0 | 0 | 0 | 0 | 0 | 0 | 0 | 0 | 116047.2466 | 0 | 0 | 0 | 0 | 0 | 0 | 0 | 0 | 202397.2966
Architecture & Interiors | General - Concessions | Main Concourse | Repair | Doors and Hardware | High | 2 | 2026 | 10 | 21600 | 0 | 23026.68 | 0 | 0 | 0 | 0 | 0 | 0 | 0 | 0 | 0 | 30945.9324 | 0 | 0 | 0 | 0 | 0 | 0 | 0 | 0 | 53972.6124
Architecture & Interiors | General - Interior Doors | Main Concourse | Replacement | Doors and Hardware | Medium | 5 | 2029 | 15 | 378000 | 0 | 0 | 0 | 0 | 440332.8117 | 0 | 0 | 0 | 0 | 0 | 0 | 0 | 0 | 0 | 0 | 0 | 0 | 0 | 0 | 686024.1731 | 1126356.9849
Architecture & Interiors | Wayfinding Signage - General | Main Concourse | Replacement | Environmental graphics and branding upgrades | High | 2 | 2026 | 10 | 1842642 | 0 | 1964348.5041 | 0 | 0 | 0 | 0 | 0 | 0 | 0 | 0 | 0 | 2639920.1294 | 0 | 0 | 0 | 0 | 0 | 0 | 0 | 0 | 4604268.6335
Architecture & Interiors | Concessions Venue Signage - General | Main Concourse | Replacement | Environmental Graphics and branding upgrades | Medium | 4 | 2028 | 10 | 1350000 | 0 | 0 | 0 | 1526812.8008 | 0 | 0 | 0 | 0 | 0 | 0 | 0 | 0 | 0 | 2051908.7311 | 0 | 0 | 0 | 0 | 0 | 0 | 3578721.5319
Architecture & Interiors | Wayfinding Signage - Lighted | Main Concourse | Refresh | Enhanced Environmental Graphics and branding upgrade | High | 2 | 2026 | 10 | 1350000 | 0 | 1439167.5 | 0 | 0 | 0 | 0 | 0 | 0 | 0 | 0 | 0 | 1934120.7759 | 0 | 0 | 0 | 0 | 0 | 0 | 0 | 0 | 3373288.2759
Architecture & Interiors | Restrooms | Main Concourse | Renovation | Restroom finishes, fixtures, and accessories upgrades | Medium | 5 | 2029 | 15 | 13172220 | 0 | 0 | 0 | 0 | 15344340.3953 | 0 | 0 | 0 | 0 | 0 | 0 | 0 | 0 | 0 | 0 | 0 | 0 | 0 | 0 | 23905982.365 | 39250322.7603
Architecture & Interiors | Concourse Bar | Main Concourse | Renovation/ Reconfiguration | Enhanced access control for interior and exterior plaza usage. | Medium | 5 | 2029 | 20 | 11061225 | 0 | 0 | 0 | 0 | 12885238.9034 | 0 | 0 | 0 | 0 | 0 | 0 | 0 | 0 | 0 | 0 | 0 | 0 | 0 | 0 | 0 | 12885238.9034
Architecture & Interiors | Team Store | Main Concourse | Renovation/ Reconfiguration | New interior construction | Medium | 5 | 2029 | 15 | 6750000 | 0 | 0 | 0 | 0 | 7863085.9239 | 0 | 0 | 0 | 0 | 0 | 0 | 0 | 0 | 0 | 0 | 0 | 0 | 0 | 0 | 12250431.6633 | 20113517.5872
Architecture & Interiors | Team Store Wayfinding | Main Concourse | Refresh | Environmental graphics and branding upgrades | High | 5 | 2029 | 15 | 67500 | 0 | 0 | 0 | 0 | 78630.8592 | 0 | 0 | 0 | 0 | 0 | 0 | 0 | 0 | 0 | 0 | 0 | 0 | 0 | 0 | 122504.3166 | 201135.1759
Architecture & Interiors | Concourse | Main Concourse | Refresh/ Restoration | Patch, Repair, and clean polished concrete | Medium | 5 | 2029 | 15 | 276396.3 | 0 | 0 | 0 | 0 | 321974.4972 | 0 | 0 | 0 | 0 | 0 | 0 | 0 | 0 | 0 | 0 | 0 | 0 | 0 | 0 | 501625.7756 | 823600.2728
Architecture & Interiors | Concourse - General | Main Concourse | Refresh | Artwork/ Historical display | Medium | 5 | 2029 | 15 | 135000 | 0 | 0 | 0 | 0 | 157261.7185 | 0 | 0 | 0 | 0 | 0 | 0 | 0 | 0 | 0 | 0 | 0 | 0 | 0 | 0 | 245008.6333 | 402270.3517
Architecture & Interiors | Seating - Fixed | Club Level | Replacement | Furniture Replacement | Medium | 5 | 2029 | 20 | 789360 | 0 | 0 | 0 | 0 | 919526.7415 | 0 | 0 | 0 | 0 | 0 | 0 | 0 | 0 | 0 | 0 | 0 | 0 | 0 | 0 | 0 | 919526.7415
Architecture & Interiors | Seating - Precast Tiers and Stair Aisles | Club Level | Repair/ Replacement | Concrete repairs, New railings, Life Safety improvements | Medium | 5 | 2029 | 10 | 132177.15 | 0 | 0 | 0 | 0 | 153973.3759 | 0 | 0 | 0 | 0 | 0 | 0 | 0 | 0 | 0 | 206927.3419 | 0 | 0 | 0 | 0 | 0 | 360900.7179
Architecture & Interiors | General - Interior Partitions | Club Level | Refresh | Wall Paint | Medium | 5 | 2029 | 10 | 500215.5 | 0 | 0 | 0 | 0 | 582701.8455 | 0 | 0 | 0 | 0 | 0 | 0 | 0 | 0 | 0 | 783102.5544 | 0 | 0 | 0 | 0 | 0 | 1365804.3999
Architecture & Interiors | General - Interior Doors | Club Level | Replacement | Doors and Hardware | Medium | 5 | 2029 | 15 | 54000 | 0 | 0 | 0 | 0 | 62904.6874 | 0 | 0 | 0 | 0 | 0 | 0 | 0 | 0 | 0 | 0 | 0 | 0 | 0 | 0 | 98003.4533 | 160908.1407
Architecture & Interiors | Club Space - General | Club Level | Refresh | Flooring | Medium | 5 | 2029 | 10 | 984028.5 | 0 | 0 | 0 | 0 | 1146296.3922 | 0 | 0 | 0 | 0 | 0 | 0 | 0 | 0 | 0 | 1540526.497 | 0 | 0 | 0 | 0 | 0 | 2686822.8891
Architecture & Interiors | Club Space - General | Club Level | Replacement/Renovation | Ceiling and Lighting renovation | Medium | 5 | 2029 | 10 | 1640047.5 | 0 | 0 | 0 | 0 | 1910493.9869 | 0 | 0 | 0 | 0 | 0 | 0 | 0 | 0 | 0 | 2567544.1617 | 0 | 0 | 0 | 0 | 0 | 4478038.1486
Architecture & Interiors | Rose Room | Club Level | Renovation | Amenity space Interior finish renovation | Medium | 5 | 2029 | 20 | 5645700 | 0 | 0 | 0 | 0 | 6576685.0667 | 0 | 0 | 0 | 0 | 0 | 0 | 0 | 0 | 0 | 0 | 0 | 0 | 0 | 0 | 0 | 6576685.0667
Architecture & Interiors | Rose Room | Club Level | Replacement | Furniture | Medium | 5 | 2029 | 10 | 282285 | 0 | 0 | 0 | 0 | 328834.2533 | 0 | 0 | 0 | 0 | 0 | 0 | 0 | 0 | 0 | 441925.7391 | 0 | 0 | 0 | 0 | 0 | 770759.9925
Architecture & Interiors | Seating - Fixed | Suite Level | Replacement | Furniture Replacement | High | 2 | 2026 | 20 | 1105920 | 0 | 1178966.016 | 0 | 0 | 0 | 0 | 0 | 0 | 0 | 0 | 0 | 0 | 0 | 0 | 0 | 0 | 0 | 0 | 0 | 0 | 1178966.016
Architecture & Interiors | Individual Suites | Suite Level | Replacement/ Renovation | Ceiling renovation | Medium | 5 | 2029 | 15 | 3141612 | 0 | 0 | 0 | 0 | 3659668.903 | 0 | 0 | 0 | 0 | 0 | 0 | 0 | 0 | 0 | 0 | 0 | 0 | 0 | 0 | 5701644.9065 | 9361313.8095
Architecture & Interiors | General - Interior Partitions and Ceilings | Suite Level | Refresh | Patch, Repair, Paint | Medium | 5 | 2029 | 10 | 135000 | 0 | 0 | 0 | 0 | 157261.7185 | 0 | 0 | 0 | 0 | 0 | 0 | 0 | 0 | 0 | 211346.5993 | 0 | 0 | 0 | 0 | 0 | 368608.3178
Architecture & Interiors | General - Interior Doors | Suite Level | Replacement | Doors and Hardware | Medium | 5 | 2029 | 15 | 831600 | 0 | 0 | 0 | 0 | 968732.1858 | 0 | 0 | 0 | 0 | 0 | 0 | 0 | 0 | 0 | 0 | 0 | 0 | 0 | 0 | 1509253.1809 | 2477985.3667
Architecture & Interiors | Individual Suites - Original | Suite Level | Repair | Patch and repair gypsum board walls | High | 2 | 2026 | 15 | 1506600 | 0 | 1606110.93 | 0 | 0 | 0 | 0 | 0 | 0 | 0 | 0 | 0 | 0 | 0 | 0 | 0 | 0 | 2502268.4964 | 0 | 0 | 0 | 4108379.4264
Architecture & Interiors | Individual Suites - Recently Renovated | Suite Level | Renovation/ Refresh | Suite space interior finishes renovation (as needed basis) | Medium | 5 | 2029 | 15 | 15317100 | 0 | 0 | 0 | 0 | 17842914.5784 | 0 | 0 | 0 | 0 | 0 | 0 | 0 | 0 | 0 | 0 | 0 | 0 | 0 | 0 | 27798679.5304 | 45641594.1088
Architecture & Interiors | Suites - Corridor | Suite Level | Renovation/ Refresh | Carpet, Wall Paint, and Ceiling | Medium | 5 | 2029 | 15 | 4928040 | 0 | 0 | 0 | 0 | 5740681.7713 | 0 | 0 | 0 | 0 | 0 | 0 | 0 | 0 | 0 | 0 | 0 | 0 | 0 | 0 | 8943795.1487 | 14684476.92
Architecture & Interiors | Studio Suites | Suite Level | Refresh | Suite space interior finishes renovation, wall paint, floor, ceiling | Medium | 5 | 2029 | 15 | 2893320 | 0 | 0 | 0 | 0 | 3370433.1504 | 0 | 0 | 0 | 0 | 0 | 0 | 0 | 0 | 0 | 0 | 0 | 0 | 0 | 0 | 5251025.0282 | 8621458.1786
Architecture & Interiors | Studio Suites | Suite Level | Replacement - FF&E | Appliance Replacement | Medium | 5 | 2029 | 10 | 40500 | 0 | 0 | 0 | 0 | 47178.5155 | 0 | 0 | 0 | 0 | 0 | 0 | 0 | 0 | 0 | 63403.9798 | 0 | 0 | 0 | 0 | 0 | 110582.4953
Architecture & Interiors | Studio 365 | Suite Level | Refresh | Suite space interior finishes renovation, wall paint, floor, ceiling | Medium | 5 | 2029 | 10 | 466560 | 0 | 0 | 0 | 0 | 543496.4991 | 0 | 0 | 0 | 0 | 0 | 0 | 0 | 0 | 0 | 730413.8472 | 0 | 0 | 0 | 0 | 0 | 1273910.3463
Architecture & Interiors | POA Suite | Suite Level | Refresh | Flooring and Paint | Medium | 5 | 2029 | 15 | 93028.5 | 0 | 0 | 0 | 0 | 108369.0502 | 0 | 0 | 0 | 0 | 0 | 0 | 0 | 0 | 0 | 0 | 0 | 0 | 0 | 0 | 168835.4492 | 277204.4994
Architecture & Interiors | Legacy Suite | Suite Level | Refresh/ Renovation | Suite space interior finishes renovation, wall paint, floor, ceiling | Medium | 5 | 2029 | 15 | 503820 | 0 | 0 | 0 | 0 | 586900.7334 | 0 | 0 | 0 | 0 | 0 | 0 | 0 | 0 | 0 | 0 | 0 | 0 | 0 | 0 | 914372.2193 | 1501272.9527
Architecture & Interiors | Skyline Conference Room | Suite Level | Refresh/ Renovation | Suite space interior finishes renovation | Low | 10 | 2034 | 15 | 454140 | 0 | 0 | 0 | 0 | 0 | 0 | 0 | 0 | 0 | 613288.933 | 0 | 0 | 0 | 0 | 0 | 0 | 0 | 0 | 0 | 0 | 613288.933
Architecture & Interiors | Concourse | Suite Level | Renovation | Concourse facing façade and signage update / renovation | Medium | 5 | 2029 | 20 | 3285360 | 0 | 0 | 0 | 0 | 3827121.1809 | 0 | 0 | 0 | 0 | 0 | 0 | 0 | 0 | 0 | 0 | 0 | 0 | 0 | 0 | 0 | 3827121.1809
Architecture & Interiors | Fixed Seating | Upper Bowl Seating | Replacement | Furniture replacement | High | 2 | 2026 | 20 | 2522850 | 0 | 2689484.2425 | 0 | 0 | 0 | 0 | 0 | 0 | 0 | 0 | 0 | 0 | 0 | 0 | 0 | 0 | 0 | 0 | 0 | 0 | 2689484.2425
Architecture & Interiors | Precast Tiers and Stair Aisles | Upper Bowl Seating | Repair/ Replacement | Concrete repairs, railing repairs, Life Safety improvements | High | 2 | 2026 | 10 | 477716.4 | 0 | 509269.5682 | 0 | 0 | 0 | 0 | 0 | 0 | 0 | 0 | 0 | 684415.7142 | 0 | 0 | 0 | 0 | 0 | 0 | 0 | 0 | 1193685.2825
Architecture & Interiors | Section 305 rows G through R | Upper Bowl Seating | Refresh | Life safety Improvements | High | 2 | 2026 | 20 | 168750 | 0 | 179895.9375 | 0 | 0 | 0 | 0 | 0 | 0 | 0 | 0 | 0 | 0 | 0 | 0 | 0 | 0 | 0 | 0 | 0 | 0 | 179895.9375
Architecture & Interiors | Standing Room ArEA | Upper Bowl Seating | Refresh | Life safety Improvements | High | 2 | 2026 | 20 | 287361 | 0 | 306341.194 | 0 | 0 | 0 | 0 | 0 | 0 | 0 | 0 | 0 | 0 | 0 | 0 | 0 | 0 | 0 | 0 | 0 | 0 | 306341.194
Architecture & Interiors | Gate A - Section 314 and 315 | Upper Bowl Seating | Repair/ Renovation | Egress Improvements | High | 2 | 2026 | 20 | 168750 | 0 | 179895.9375 | 0 | 0 | 0 | 0 | 0 | 0 | 0 | 0 | 0 | 0 | 0 | 0 | 0 | 0 | 0 | 0 | 0 | 0 | 179895.9375
Architecture & Interiors | Interior Partitions | Upper Concourse | Refresh | Wall Paint | Medium | 5 | 2029 | 10 | 409239 | 0 | 0 | 0 | 0 | 476723.1734 | 0 | 0 | 0 | 0 | 0 | 0 | 0 | 0 | 0 | 640676.0811 | 0 | 0 | 0 | 0 | 0 | 1117399.2545
Architecture & Interiors | Concessions | Upper Concourse | Replacement | Overhead coiling doors | Medium | 5 | 2029 | 15 | 405000 | 0 | 0 | 0 | 0 | 471785.1554 | 0 | 0 | 0 | 0 | 0 | 0 | 0 | 0 | 0 | 0 | 0 | 0 | 0 | 0 | 735025.8998 | 1206811.0552
Architecture & Interiors | Concessions | Upper Concourse | Selective replacement | Doors and Hardware | High | 2 | 2026 | 20 | 37800 | 0 | 40296.69 | 0 | 0 | 0 | 0 | 0 | 0 | 0 | 0 | 0 | 0 | 0 | 0 | 0 | 0 | 0 | 0 | 0 | 0 | 40296.69
Architecture & Interiors | Concessions | Upper Concourse | Repair | Doors and Hardware | High | 2 | 2026 | 5 | 27000 | 0 | 28783.35 | 0 | 0 | 0 | 0 | 33367.7914 | 0 | 0 | 0 | 0 | 38682.4155 | 0 | 0 | 0 | 0 | 44843.5214 | 0 | 0 | 0 | 145677.0784
Architecture & Interiors | Concessions | Upper Concourse | Replacement | Doors and Hardware | Medium | 7 | 2031 | 20 | 108000 | 0 | 0 | 0 | 0 | 0 | 0 | 133471.1657 | 0 | 0 | 0 | 0 | 0 | 0 | 0 | 0 | 0 | 0 | 0 | 0 | 0 | 133471.1657
Architecture & Interiors | Restrooms | Upper Concourse | Renovation | Restroom finishes, fixtures, and accessories upgrades | Medium | 5 | 2029 | 20 | 6330150 | 0 | 0 | 0 | 0 | 7374001.9794 | 0 | 0 | 0 | 0 | 0 | 0 | 0 | 0 | 0 | 0 | 0 | 0 | 0 | 0 | 0 | 7374001.9794
Architecture & Interiors | Vandalism | Exterior | Restoration | Cleaning/ Restoration | High | 2 | 2026 | 5 | 20250 | 0 | 21587.5125 | 0 | 0 | 0 | 0 | 25025.8436 | 0 | 0 | 0 | 0 | 29011.8116 | 0 | 0 | 0 | 0 | 33632.6411 | 0 | 0 | 0 | 109257.8088
Architecture & Interiors | Exterior Soffit | Exterior | Repair | EIFS Patch, repair, elastomeric coating | High | 2 | 2026 | 15 | 201312 | 0 | 214608.6576 | 0 | 0 | 0 | 0 | 0 | 0 | 0 | 0 | 0 | 0 | 0 | 0 | 0 | 0 | 334353.2959 | 0 | 0 | 0 | 548961.9535
Architecture & Interiors | Exterior Soffit | Exterior | Repair | Electrical Repair | High | 2 | 2026 | 20 | 13500 | 0 | 14391.675 | 0 | 0 | 0 | 0 | 0 | 0 | 0 | 0 | 0 | 0 | 0 | 0 | 0 | 0 | 0 | 0 | 0 | 0 | 14391.675
Architecture & Interiors | Main Entrance | Exterior | Repair | Repair cladding materials | High | 2 | 2026 | 15 | 101250 | 0 | 107937.5625 | 0 | 0 | 0 | 0 | 0 | 0 | 0 | 0 | 0 | 0 | 0 | 0 | 0 | 0 | 168163.2054 | 0 | 0 | 0 | 276100.7679
Architecture & Interiors | Main Entrance | Exterior | Replacement | Replace Access Panel | High | 2 | 2026 | 20 | 2700 | 0 | 2878.335 | 0 | 0 | 0 | 0 | 0 | 0 | 0 | 0 | 0 | 0 | 0 | 0 | 0 | 0 | 0 | 0 | 0 | 0 | 2878.335
Architecture & Interiors | Metal Wall Panels - Stainless | Exterior | Replacement | Replace cladding materials | Medium | 5 | 2029 | 15 | 202500 | 0 | 0 | 0 | 0 | 235892.5777 | 0 | 0 | 0 | 0 | 0 | 0 | 0 | 0 | 0 | 0 | 0 | 0 | 0 | 0 | 367512.9499 | 603405.5276
Architecture & Interiors | Metal Wall Panels - Powder coated | Exterior | Restoration | Cleaning/ Restoration | Medium | 5 | 2029 | 10 | 80190 | 0 | 0 | 0 | 0 | 93413.4608 | 0 | 0 | 0 | 0 | 0 | 0 | 0 | 0 | 0 | 125539.88 | 0 | 0 | 0 | 0 | 0 | 218953.3408
Architecture & Interiors | Metal Louvers | Exterior | Restoration | Cleaning/ Restoration | Medium | 5 | 2029 | 10 | 67500 | 0 | 0 | 0 | 0 | 78630.8592 | 0 | 0 | 0 | 0 | 0 | 0 | 0 | 0 | 0 | 105673.2997 | 0 | 0 | 0 | 0 | 0 | 184304.1589
Architecture & Interiors | Exterior Doors | Exterior | Replacement | Replace door thresholds | High | 2 | 2026 | 15 | 68850 | 0 | 73397.5425 | 0 | 0 | 0 | 0 | 0 | 0 | 0 | 0 | 0 | 0 | 0 | 0 | 0 | 0 | 114350.9797 | 0 | 0 | 0 | 187748.5222
Architecture & Interiors | Handrails | Exterior | Repair | Handrails | High | 2 | 2026 | 15 | 20250 | 0 | 21587.5125 | 0 | 0 | 0 | 0 | 0 | 0 | 0 | 0 | 0 | 0 | 0 | 0 | 0 | 0 | 33632.6411 | 0 | 0 | 0 | 55220.1536
Architecture & Interiors | Precast Cladding | Exterior | Repair/ Restoration | Damaged Panel | High | 2 | 2026 | 10 | 13500 | 0 | 14391.675 | 0 | 0 | 0 | 0 | 0 | 0 | 0 | 0 | 0 | 19341.2078 | 0 | 0 | 0 | 0 | 0 | 0 | 0 | 0 | 33732.8828
Architecture & Interiors | Precast Cladding | Exterior | Restoration | Cleaning/ Restoration | Medium | 5 | 2029 | 15 | 561816 | 0 | 0 | 0 | 0 | 654460.3676 | 0 | 0 | 0 | 0 | 0 | 0 | 0 | 0 | 0 | 0 | 0 | 0 | 0 | 0 | 1019627.9282 | 1674088.2958
Architecture & Interiors | Precast Cladding | Exterior | Restoration | Sealant repairs/ replacements | Medium | 5 | 2029 | 10 | 224726.4 | 0 | 0 | 0 | 0 | 261784.147 | 0 | 0 | 0 | 0 | 0 | 0 | 0 | 0 | 0 | 351816.0031 | 0 | 0 | 0 | 0 | 0 | 613600.1501
Architecture & Interiors | Trench Drains | Exterior | Restoration | Cleaning/ Restoration | Medium | 5 | 2029 | 5 | 6750 | 0 | 0 | 0 | 0 | 7863.0859 | 0 | 0 | 0 | 0 | 9115.4717 | 0 | 0 | 0 | 0 | 10567.33 | 0 | 0 | 0 | 0 | 12250.4317 | 39796.3192
Architecture & Interiors | High Roof Fascia and Soffit | Exterior | Restoration | Cleaning/ Restoration | Medium | 5 | 2029 | 15 | 20250 | 0 | 0 | 0 | 0 | 23589.2578 | 0 | 0 | 0 | 0 | 0 | 0 | 0 | 0 | 0 | 0 | 0 | 0 | 0 | 0 | 36751.295 | 60340.5528
Architecture & Interiors | Ultra Patio Guardrail | Exterior | Restoration | Cleaning/ Restoration | Medium | 5 | 2029 | 15 | 33750 | 0 | 0 | 0 | 0 | 39315.4296 | 0 | 0 | 0 | 0 | 0 | 0 | 0 | 0 | 0 | 0 | 0 | 0 | 0 | 0 | 61252.1583 | 100567.5879
Architecture & Interiors | Planters | Exterior | Replacement | New Tree Grates, Life Safety | High | 2 | 2026 | 20 | 4050 | 0 | 4317.5025 | 0 | 0 | 0 | 0 | 0 | 0 | 0 | 0 | 0 | 0 | 0 | 0 | 0 | 0 | 0 | 0 | 0 | 0 | 4317.5025
Architecture & Interiors | Stairs | Exterior | Repair/ Restoration | Concrete patch and repair | High | 2 | 2026 | 10 | 10125 | 0 | 10793.7562 | 0 | 0 | 0 | 0 | 0 | 0 | 0 | 0 | 0 | 14505.9058 | 0 | 0 | 0 | 0 | 0 | 0 | 0 | 0 | 25299.6621
Architecture & Interiors | Stairs and Railings | Exterior | Replacement | Sealant repairs/ replacements | Medium | 5 | 2029 | 10 | 10125 | 0 | 0 | 0 | 0 | 11794.6289 | 0 | 0 | 0 | 0 | 0 | 0 | 0 | 0 | 0 | 15850.9949 | 0 | 0 | 0 | 0 | 0 | 27645.6238
Architecture & Interiors | Wayfinding | Exterior | Addition | Added wayfinding | High | 2 | 2026 | 15 | 67500 | 0 | 71958.375 | 0 | 0 | 0 | 0 | 0 | 0 | 0 | 0 | 0 | 0 | 0 | 0 | 0 | 0 | 112108.8036 | 0 | 0 | 0 | 184067.1786
Architecture & Interiors | Entry Ramp Concrete Walls | Garage | Restoration | Cleaning/Restoration/Stain | High | 2 | 2026 | 15 | 12150 | 0 | 12952.5075 | 0 | 0 | 0 | 0 | 0 | 0 | 0 | 0 | 0 | 0 | 0 | 0 | 0 | 0 | 20179.5846 | 0 | 0 | 0 | 33132.0921
Architecture & Interiors | Perimeter Concrete Walls | Garage | Restoration | Cleaning/Restoration/Stain | High | 2 | 2026 | 15 | 175587.75 | 0 | 187185.3209 | 0 | 0 | 0 | 0 | 0 | 0 | 0 | 0 | 0 | 0 | 0 | 0 | 0 | 0 | 291628.6308 | 0 | 0 | 0 | 478813.9517
Architecture & Interiors | Underside of Concrete Slabs | Garage | Restoration | Cleaning/ Restoration/Stain | High | 2 | 2026 | 15 | 709737.1875 | 0 | 756615.3287 | 0 | 0 | 0 | 0 | 0 | 0 | 0 | 0 | 0 | 0 | 0 | 0 | 0 | 0 | 1178782.0291 | 0 | 0 | 0 | 1935397.3578
Architecture & Interiors | North Side Fencing | Garage | Replacement | Fencing replacement | High | 2 | 2026 | 15 | 13500 | 0 | 14391.675 | 0 | 0 | 0 | 0 | 0 | 0 | 0 | 0 | 0 | 0 | 0 | 0 | 0 | 0 | 22421.7607 | 0 | 0 | 0 | 36813.4357
Architecture & Interiors | Fence Screening | Garage | Replacement | Fencing replacement | High | 2 | 2026 | 15 | 45022.5 | 0 | 47996.2361 | 0 | 0 | 0 | 0 | 0 | 0 | 0 | 0 | 0 | 0 | 0 | 0 | 0 | 0 | 74776.572 | 0 | 0 | 0 | 122772.8081
Architecture & Interiors | Lighting | Garage | Refresh | Additional lighting in dark zones, resolve glare | High | 2 | 2026 | 15 | 270000 | 0 | 287833.5 | 0 | 0 | 0 | 0 | 0 | 0 | 0 | 0 | 0 | 0 | 0 | 0 | 0 | 0 | 448435.2144 | 0 | 0 | 0 | 736268.7144
Architecture & Interiors | Mechanical Screening | Garage | Refresh | Exterior metal paint | High | 2 | 2026 | 15 | 6480 | 0 | 6908.004 | 0 | 0 | 0 | 0 | 0 | 0 | 0 | 0 | 0 | 0 | 0 | 0 | 0 | 0 | 10762.4451 | 0 | 0 | 0 | 17670.4491
Architecture & Interiors | Wayfinding | Garage | Refresh | Replacement and improvements of wayfinding/ environmental graphics | High | 2 | 2026 | 15 | 270000 | 0 | 287833.5 | 0 | 0 | 0 | 0 | 0 | 0 | 0 | 0 | 0 | 0 | 0 | 0 | 0 | 0 | 448435.2144 | 0 | 0 | 0 | 736268.7144
Architecture & Interiors | [5 empty] | -2024 |  | 10 | 0 | 0 | 0 | 0 | 0 | 0 | 0 | 0 | 0 | 0 | 0 | 0 | 0 | 0 | 0 | 0 | 0 | 0 | 0 | 0 | 0 | 0
Architecture & Interiors | [5 empty] | -2024 |  | 10 | 0 | 0 | 0 | 0 | 0 | 0 | 0 | 0 | 0 | 0 | 0 | 0 | 0 | 0 | 0 | 0 | 0 | 0 | 0 | 0 | 0 | 0
Architecture & Interiors | [5 empty] | -2024 |  | 10 | 0 | 0 | 0 | 0 | 0 | 0 | 0 | 0 | 0 | 0 | 0 | 0 | 0 | 0 | 0 | 0 | 0 | 0 | 0 | 0 | 0 | 0
Architecture & Interiors - Total | [9 empty] | 0 | 17137494.0551 | 0 | 1526812.8008 | 116958334.747 | 0 | 191864.8007 | 0 | 0 | 804713.8377 | 0 | 7509688.1013 | 0 | 16745627.1547 | 21612510.3646 | 0 | 7277130.9859 | 0 | 0 | 103702030.7049 | 293466207.5527
MEP & Fire Protection | 765-Ton McQuay Centrifugal Chiller | Main Concourse | Mechanical | Chilled Water | Medium | 5 | 2029 | 23 | 1444500 | 0 | 0 | 0 | 0 | 1682700.3877 | 0 | 0 | 0 | 0 | 0 | 0 | 0 | 0 | 0 | 0 | 0 | 0 | 0 | 0 | 0 | 1682700.3877
MEP & Fire Protection | 380-Ton Daikin Centrifugal Chiller | Main Concourse | Mechanical | Chilled Water | Low | 14 | 2038 | 23 | 303750 | 0 | 0 | 0 | 0 | 0 | 0 | 0 | 0 | 0 | 0 | 0 | 0 | 0 | 461679.4645 | 0 | 0 | 0 | 0 | 0 | 0 | 461679.4645
MEP & Fire Protection | 40 HP Armstrong 4300 Vertical In-Line Pump (P CHW) | Main Concourse | Mechanical | Chilled Water | Medium | 5 | 2029 | 20 | 162000 | 0 | 0 | 0 | 0 | 188714.0622 | 0 | 0 | 0 | 0 | 0 | 0 | 0 | 0 | 0 | 0 | 0 | 0 | 0 | 0 | 0 | 188714.0622
MEP & Fire Protection | 20 HP Armstrong 4300 Vertical In-Line Pump (P CHW) | Main Concourse | Mechanical | Chilled Water | Medium | 5 | 2029 | 20 | 67500 | 0 | 0 | 0 | 0 | 78630.8592 | 0 | 0 | 0 | 0 | 0 | 0 | 0 | 0 | 0 | 0 | 0 | 0 | 0 | 0 | 0 | 78630.8592
MEP & Fire Protection | 100 HP Armstrong 4300 Vertical In-Line Pump (S CHW) | Main Concourse | Mechanical | Chilled Water | Medium | 5 | 2029 | 20 | 202500 | 0 | 0 | 0 | 0 | 235892.5777 | 0 | 0 | 0 | 0 | 0 | 0 | 0 | 0 | 0 | 0 | 0 | 0 | 0 | 0 | 0 | 235892.5777
MEP & Fire Protection | Secondary Chilled Water Pump 100 HP VFD - ABB | Main Concourse | Mechanical | Chilled Water | Low | 14 | 2038 | 20 | 36450 | 0 | 0 | 0 | 0 | 0 | 0 | 0 | 0 | 0 | 0 | 0 | 0 | 0 | 55401.5357 | 0 | 0 | 0 | 0 | 0 | 0 | 55401.5357
MEP & Fire Protection | 50 HP Armstrong 4300 Vertical In-Line Pump (CW) | Lower Bowl Seating | Mechanical | Chilled Water | Medium | 5 | 2029 | 20 | 175500 | 0 | 0 | 0 | 0 | 204440.234 | 0 | 0 | 0 | 0 | 0 | 0 | 0 | 0 | 0 | 0 | 0 | 0 | 0 | 0 | 0 | 204440.234
MEP & Fire Protection | 30 HP Armstrong 4300 Vertical In-Line Pump (CW) | Lower Bowl Seating | Mechanical | Chilled Water | Medium | 5 | 2029 | 20 | 74250 | 0 | 0 | 0 | 0 | 86493.9452 | 0 | 0 | 0 | 0 | 0 | 0 | 0 | 0 | 0 | 0 | 0 | 0 | 0 | 0 | 0 | 86493.9452
MEP & Fire Protection | 2,300 GPM, 50 HP Cooling Tower - BAC | Lower Press Level | Mechanical | Chilled Water | Low | 15 | 2039 | 18 | 675000 | 0 | 0 | 0 | 0 | 0 | 0 | 0 | 0 | 0 | 0 | 0 | 0 | 0 | 0 | 1056732.9965 | 0 | 0 | 0 | 0 | 0 | 1056732.9965
MEP & Fire Protection | 1,140 GPM, 25 HP Cooling Tower - BAC | Lower Press Level | Mechanical | Chilled Water | Low | 15 | 2039 | 18 | 270000 | 0 | 0 | 0 | 0 | 0 | 0 | 0 | 0 | 0 | 0 | 0 | 0 | 0 | 0 | 422693.1986 | 0 | 0 | 0 | 0 | 0 | 422693.1986
MEP & Fire Protection | Cooling Tower Fan 50 HP VFD - ABB | Lower Bowl Seating | Mechanical | Chilled Water | Low | 15 | 2039 | 20 | 32400 | 0 | 0 | 0 | 0 | 0 | 0 | 0 | 0 | 0 | 0 | 0 | 0 | 0 | 0 | 50723.1838 | 0 | 0 | 0 | 0 | 0 | 50723.1838
MEP & Fire Protection | Cooling Tower Fan 25 HP VFD - ABB | Lower Bowl Seating | Mechanical | Chilled Water | Low | 15 | 2039 | 20 | 13500 | 0 | 0 | 0 | 0 | 0 | 0 | 0 | 0 | 0 | 0 | 0 | 0 | 0 | 0 | 21134.6599 | 0 | 0 | 0 | 0 | 0 | 21134.6599
MEP & Fire Protection | 60 HP Armstrong 4300 Vertical In-Line Pump (HRW) | Lower Bowl Seating | Mechanical | Heat Recovery | Medium | 5 | 2029 | 20 | 189000 | 0 | 0 | 0 | 0 | 220166.4059 | 0 | 0 | 0 | 0 | 0 | 0 | 0 | 0 | 0 | 0 | 0 | 0 | 0 | 0 | 0 | 220166.4059
MEP & Fire Protection | Heat Recovery Water Pump 60 HP VFD - ABB | Lower Bowl Seating | Mechanical | Heat Recovery | Low | 14 | 2038 | 20 | 17550 | 0 | 0 | 0 | 0 | 0 | 0 | 0 | 0 | 0 | 0 | 0 | 0 | 0 | 26674.8135 | 0 | 0 | 0 | 0 | 0 | 0 | 26674.8135
MEP & Fire Protection | 1,885 GPM, 60 HP Cooling Tower - BAC | Lower Press Level | Mechanical | Heat Recovery | Low | 15 | 2039 | 18 | 351000 | 0 | 0 | 0 | 0 | 0 | 0 | 0 | 0 | 0 | 0 | 0 | 0 | 0 | 0 | 549501.1582 | 0 | 0 | 0 | 0 | 0 | 549501.1582
MEP & Fire Protection | Cooling Tower Fan 60 HP VFD - ABB | Lower Bowl Seating | Mechanical | Heat Recovery | Low | 15 | 2039 | 20 | 17550 | 0 | 0 | 0 | 0 | 0 | 0 | 0 | 0 | 0 | 0 | 0 | 0 | 0 | 0 | 27475.0579 | 0 | 0 | 0 | 0 | 0 | 27475.0579
MEP & Fire Protection | 11,266 MBH Plate & Frame Heat Exchanger - Alfa Laval | Lower Bowl Seating | Mechanical | Heat Recovery | Low | 19 | 2043 | 25 | 337500 | 0 | 0 | 0 | 0 | 0 | 0 | 0 | 0 | 0 | 0 | 0 | 0 | 0 | 0 | 0 | 0 | 0 | 0 | 594681.1487 | 0 | 594681.1487
MEP & Fire Protection | 6,800 MBh Forced Draft Water Tube Boiler | Lower Bowl Seating | Mechanical | Hot Water | Low | 14 | 2038 | 25 | 405000 | 0 | 0 | 0 | 0 | 0 | 0 | 0 | 0 | 0 | 0 | 0 | 0 | 0 | 615572.6193 | 0 | 0 | 0 | 0 | 0 | 0 | 615572.6193
MEP & Fire Protection | 2,400 MBh Forced Draft Water Tube Boiler | Lower Bowl Seating | Mechanical | Hot Water | Low | 12 | 2036 | 25 | 162000 | 0 | 0 | 0 | 0 | 0 | 0 | 0 | 0 | 0 | 0 | 0 | 232094.4931 | 0 | 0 | 0 | 0 | 0 | 0 | 0 | 0 | 232094.4931
MEP & Fire Protection | 10 HP Armstrong 4300 Vertical In-Line Pump (P HW) | Lower Bowl Seating | Mechanical | Hot Water | Medium | 5 | 2029 | 20 | 121500 | 0 | 0 | 0 | 0 | 141535.5466 | 0 | 0 | 0 | 0 | 0 | 0 | 0 | 0 | 0 | 0 | 0 | 0 | 0 | 0 | 0 | 141535.5466
MEP & Fire Protection | 5 HP Armstrong 4300 Vertical In-Line Pump (P HW) | Lower Bowl Seating | Mechanical | Hot Water | Medium | 5 | 2029 | 20 | 54000 | 0 | 0 | 0 | 0 | 62904.6874 | 0 | 0 | 0 | 0 | 0 | 0 | 0 | 0 | 0 | 0 | 0 | 0 | 0 | 0 | 0 | 62904.6874
MEP & Fire Protection | 30 HP Armstrong 4300 Vertical In-Line Pump (S HW) | Lower Bowl Seating | Mechanical | Hot Water | Medium | 5 | 2029 | 20 | 148500 | 0 | 0 | 0 | 0 | 172987.8903 | 0 | 0 | 0 | 0 | 0 | 0 | 0 | 0 | 0 | 0 | 0 | 0 | 0 | 0 | 0 | 172987.8903
MEP & Fire Protection | Secondary Hot Water Pump 30 HP VFD - ABB | Lower Bowl Seating | Mechanical | Hot Water | Low | 14 | 2038 | 18 | 28350 | 0 | 0 | 0 | 0 | 0 | 0 | 0 | 0 | 0 | 0 | 0 | 0 | 0 | 43090.0834 | 0 | 0 | 0 | 0 | 0 | 0 | 43090.0834
MEP & Fire Protection | Bowl Air Handling Unit - Carrier - 47,000 CFM | Upper Bowl Seating | Mechanical | Air Distribution | High | 3 | 2027 | 20 | 6091200 | 0 | 0 | 6688329.4728 | 0 | 0 | 0 | 0 | 0 | 0 | 0 | 0 | 0 | 0 | 0 | 0 | 0 | 0 | 0 | 0 | 0 | 6688329.4728
MEP & Fire Protection | Support Air Handling Units - Carrier - Avg 16,000 CFM |  | Mechanical | Air Distribution | High | 4 | 2028 | 22 | 1370250 | 0 | 0 | 0 | 1549714.9928 | 0 | 0 | 0 | 0 | 0 | 0 | 0 | 0 | 0 | 0 | 0 | 0 | 0 | 0 | 0 | 0 | 1549714.9928
MEP & Fire Protection | Water Source Heat Pump - Avg 1,300 CFM |  | Mechanical | Air Distribution | Medium | 5 | 2029 | 18 | 2106000 | 0 | 0 | 0 | 0 | 2453282.8082 | 0 | 0 | 0 | 0 | 0 | 0 | 0 | 0 | 0 | 0 | 0 | 0 | 0 | 0 | 0 | 2453282.8082
MEP & Fire Protection | Exhaust Fans - General - Avg 10,420 CFM |  | Mechanical | Air Distribution | Medium | 7 | 2031 | 25 | 230850 | 0 | 0 | 0 | 0 | 0 | 0 | 285294.6167 | 0 | 0 | 0 | 0 | 0 | 0 | 0 | 0 | 0 | 0 | 0 | 0 | 0 | 285294.6167
MEP & Fire Protection | Exhaust Fans - Garage - Avg 125,400 CFM |  | Mechanical | Air Distribution | Medium | 7 | 2031 | 25 | 108000 | 0 | 0 | 0 | 0 | 0 | 0 | 133471.1657 | 0 | 0 | 0 | 0 | 0 | 0 | 0 | 0 | 0 | 0 | 0 | 0 | 0 | 133471.1657
MEP & Fire Protection | Exhaust Fans - Smoke - 68,000 CFM |  | Mechanical | Air Distribution | Medium | 7 | 2031 | 25 | 33750 | 0 | 0 | 0 | 0 | 0 | 0 | 41709.7393 | 0 | 0 | 0 | 0 | 0 | 0 | 0 | 0 | 0 | 0 | 0 | 0 | 0 | 41709.7393
MEP & Fire Protection | Exhaust Fans - Grease - Avg 6,500 CFM |  | Mechanical | Air Distribution | Medium | 7 | 2031 | 25 | 340200 | 0 | 0 | 0 | 0 | 0 | 0 | 420434.172 | 0 | 0 | 0 | 0 | 0 | 0 | 0 | 0 | 0 | 0 | 0 | 0 | 0 | 420434.172
MEP & Fire Protection | Air Curtains - Avg 2,500 CFM |  | Mechanical | Air Distribution | Medium | 6 | 2030 | 20 | 351000 | 0 | 0 | 0 | 0 | 0 | 421146.8821 | 0 | 0 | 0 | 0 | 0 | 0 | 0 | 0 | 0 | 0 | 0 | 0 | 0 | 0 | 421146.8821
MEP & Fire Protection | VAV Boxes, Hot Water Reheat - Avg 2,100 CFM |  | Mechanical | Air Distribution | Medium | 6 | 2030 | 20 | 85050 | 0 | 0 | 0 | 0 | 0 | 102047.1291 | 0 | 0 | 0 | 0 | 0 | 0 | 0 | 0 | 0 | 0 | 0 | 0 | 0 | 0 | 102047.1291
MEP & Fire Protection | Hydronic Hot Water Reheat Coils - Avg 1,050 CFM |  | Mechanical | Air Distribution | Medium | 6 | 2030 | 18 | 84375 | 0 | 0 | 0 | 0 | 0 | 101237.2313 | 0 | 0 | 0 | 0 | 0 | 0 | 0 | 0 | 0 | 0 | 0 | 0 | 0 | 0 | 101237.2313
MEP & Fire Protection | Building Automation System - Siemens |  | Mechanical | Controls | Low | 18 | 2042 | 25 | 405000 | 0 | 0 | 0 | 0 | 0 | 0 | 0 | 0 | 0 | 0 | 0 | 0 | 0 | 0 | 0 | 0 | 0 | 692832.4063 | 0 | 0 | 692832.4063
MEP & Fire Protection | Generator Replacement | Service Level | Electrical | Emergency Power | Medium | 6 | 2030 | 35 | 1080000 | 0 | 0 | 0 | 0 | 0 | 1295836.5603 | 0 | 0 | 0 | 0 | 0 | 0 | 0 | 0 | 0 | 0 | 0 | 0 | 0 | 0 | 1295836.5603
MEP & Fire Protection | ATS Replacements (2500A) | Service Level | Electrical | Emergency Power | Medium | 6 | 2030 | 25 | 101250 | 0 | 0 | 0 | 0 | 0 | 121484.6775 | 0 | 0 | 0 | 0 | 0 | 0 | 0 | 0 | 0 | 0 | 0 | 0 | 0 | 0 | 121484.6775
MEP & Fire Protection | ATS Replacements (400A) | Service Level | Electrical | Emergency Power | Medium | 6 | 2030 | 25 | 27000 | 0 | 0 | 0 | 0 | 0 | 32395.914 | 0 | 0 | 0 | 0 | 0 | 0 | 0 | 0 | 0 | 0 | 0 | 0 | 0 | 0 | 32395.914
MEP & Fire Protection | UPS/Inverter battery replacement/maintained |  | Electrical | Emergency Power | High | 2 | 2026 | 5 | 67500 | 0 | 71958.375 | 0 | 0 | 0 | 0 | 83419.4786 | 0 | 0 | 0 | 0 | 96706.0388 | 0 | 0 | 0 | 0 | 112108.8036 | 0 | 0 | 0 | 364192.696
MEP & Fire Protection | Electrical Main Switchgear | Service Level | Electrical | Power | Low | 16 | 2040 | 40 | 1080000 | 0 | 0 | 0 | 0 | 0 | 0 | 0 | 0 | 0 | 0 | 0 | 0 | 0 | 0 | 0 | 1741495.9783 | 0 | 0 | 0 | 0 | 1741495.9783
MEP & Fire Protection | Main Switchgear Spare Breakers | Service Level | Electrical | Power | High | 3 | 2027 | 25 | 168750 | 0 | 0 | 185292.8156 | 0 | 0 | 0 | 0 | 0 | 0 | 0 | 0 | 0 | 0 | 0 | 0 | 0 | 0 | 0 | 0 | 0 | 185292.8156
MEP & Fire Protection | Electrical Branch Distribution Replacement (During Renovations) |  | Electrical | Power | High | 3 | 2027 | 40 | 6750000 | 0 | 0 | 7411712.625 | 0 | 0 | 0 | 0 | 0 | 0 | 0 | 0 | 0 | 0 | 0 | 0 | 0 | 0 | 0 | 0 | 0 | 7411712.625
MEP & Fire Protection | Bus Duct Maintained |  | Electrical | Power | Medium | 3 | 2027 | 5 | 13500 | 0 | 0 | 14823.4253 | 0 | 0 | 0 | 0 | 17184.4126 | 0 | 0 | 0 | 0 | 19921.444 | 0 | 0 | 0 | 0 | 23094.4135 | 0 | 0 | 75023.6954
MEP & Fire Protection | Infrared Scanning |  | Electrical | Power | High | 1 | 2025 | 3 | 13500 | 13972.5 | 0 | 0 | 15268.128 | 0 | 0 | 16683.8957 | 0 | 0 | 18230.9433 | 0 | 0 | 19921.444 | 0 | 0 | 21768.6997 | 0 | 0 | 23787.2459 | 0 | 129632.8567
MEP & Fire Protection | Arc Flash Analysis for all Electrical Distribution Equipment |  | Electrical | Power | Medium | 4 | 2028 | 5 | 202500 | 0 | 0 | 0 | 229021.9201 | 0 | 0 | 0 | 0 | 265499.1744 | 0 | 0 | 0 | 0 | 307786.3097 | 0 | 0 | 0 | 0 | 356808.6892 | 0 | 1159116.0934
MEP & Fire Protection | Broadcast/Show Power Equipment Replacement |  | Electrical | Power | Low | 8 | 2032 | 25 | 459000 | 0 | 0 | 0 | 0 | 0 | 0 | 0 | 584270.0279 | 0 | 0 | 0 | 0 | 0 | 0 | 0 | 0 | 0 | 0 | 0 | 0 | 584270.0279
MEP & Fire Protection | Network Lighting Control System |  | Electrical | Lighting Controls | High | 3 | 2027 | 15 | 2025000 | 0 | 0 | 2223513.7875 | 0 | 0 | 0 | 0 | 0 | 0 | 0 | 0 | 0 | 0 | 0 | 0 | 0 | 0 | 3464162.0313 | 0 | 0 | 5687675.8188
MEP & Fire Protection | Sports Lighting and Controls |  | Electrical | Lighting | Low | 19 | 2043 | 25 | 2160000 | 0 | 0 | 0 | 0 | 0 | 0 | 0 | 0 | 0 | 0 | 0 | 0 | 0 | 0 | 0 | 0 | 0 | 0 | 3805959.3517 | 0 | 3805959.3517
MEP & Fire Protection | Lighting LED Upgrades (Front of House) |  | Electrical | Lighting | High | 3 | 2027 | 20 | 6750000 | 0 | 0 | 7411712.625 | 0 | 0 | 0 | 0 | 0 | 0 | 0 | 0 | 0 | 0 | 0 | 0 | 0 | 0 | 0 | 0 | 0 | 7411712.625
MEP & Fire Protection | Lighting LED Upgrades (Back of House) |  | Electrical | Lighting | High | 3 | 2027 | 20 | 2025000 | 0 | 0 | 2223513.7875 | 0 | 0 | 0 | 0 | 0 | 0 | 0 | 0 | 0 | 0 | 0 | 0 | 0 | 0 | 0 | 0 | 0 | 2223513.7875
MEP & Fire Protection | Premium Fixture Drivers |  | Electrical | Lighting | High | 3 | 2027 | 15 | 13500 | 0 | 0 | 14823.4253 | 0 | 0 | 0 | 0 | 0 | 0 | 0 | 0 | 0 | 0 | 0 | 0 | 0 | 0 | 23094.4135 | 0 | 0 | 37917.8388
MEP & Fire Protection | Exterior Fixture Replacement |  | Electrical | Lighting | High | 3 | 2027 | 15 | 675000 | 0 | 0 | 741171.2625 | 0 | 0 | 0 | 0 | 0 | 0 | 0 | 0 | 0 | 0 | 0 | 0 | 0 | 0 | 1154720.6771 | 0 | 0 | 1895891.9396
MEP & Fire Protection | Fire Alarm Testing/Maintained |  | Electrical | Fire Alarm | High | 1 | 2025 | 1 | 33750 | 34931.25 | 35979.1875 | 37058.5631 | 38170.32 | 39315.4296 | 40494.8925 | 41709.7393 | 42961.0315 | 44249.8624 | 45577.3583 | 46944.679 | 48353.0194 | 49803.61 | 51297.7183 | 52836.6498 | 54421.7493 | 56054.4018 | 57736.0339 | 59468.1149 | 61252.1583 | 938615.7689
MEP & Fire Protection | Fire Alarm System (Including Devices) |  | Electrical | Fire Alarm | Low | 16 | 2040 | 18 | 2700000 | 0 | 0 | 0 | 0 | 0 | 0 | 0 | 0 | 0 | 0 | 0 | 0 | 0 | 0 | 0 | 4353739.9457 | 0 | 0 | 0 | 0 | 4353739.9457
MEP & Fire Protection | Domestic Hot Water Boilers |  | Plumbing | Domestic Hot Water | Low | 6 | 2030 | 15 | 202500 | 0 | 0 | 0 | 0 | 0 | 242969.355 | 0 | 0 | 0 | 0 | 0 | 0 | 0 | 0 | 0 | 0 | 0 | 0 | 0 | 0 | 242969.355
MEP & Fire Protection | Domestic Hot Water Storage Tanks |  | Plumbing | Domestic Hot Water | Low | 6 | 2030 | 15 | 54000 | 0 | 0 | 0 | 0 | 0 | 64791.828 | 0 | 0 | 0 | 0 | 0 | 0 | 0 | 0 | 0 | 0 | 0 | 0 | 0 | 0 | 64791.828
MEP & Fire Protection | Domestic Hot Water Recirculation Pumps |  | Plumbing | Domestic Hot Water | Low | 11 | 2035 | 25 | 18900 | 0 | 0 | 0 | 0 | 0 | 0 | 0 | 0 | 0 | 0 | 26289.0203 | 0 | 0 | 0 | 0 | 0 | 0 | 0 | 0 | 0 | 26289.0203
MEP & Fire Protection | Domestic Booster Pump Packaged Skid | Service Level | Plumbing | Domestic Water | Low | 16 | 2040 | 25 | 81000 | 0 | 0 | 0 | 0 | 0 | 0 | 0 | 0 | 0 | 0 | 0 | 0 | 0 | 0 | 0 | 130612.1984 | 0 | 0 | 0 | 0 | 130612.1984
MEP & Fire Protection | Sewage Ejector Pumps | Service Level | Plumbing | Sanitary Sewer | Low | 11 | 2035 | 15 | 27000 | 0 | 0 | 0 | 0 | 0 | 0 | 0 | 0 | 0 | 0 | 37555.7432 | 0 | 0 | 0 | 0 | 0 | 0 | 0 | 0 | 0 | 37555.7432
MEP & Fire Protection | Plumbing Fixtures - Flush Valves |  | Plumbing | Plumbing Fixtures | Low | 16 | 2040 | 20 | 896400 | 0 | 0 | 0 | 0 | 0 | 0 | 0 | 0 | 0 | 0 | 0 | 0 | 0 | 0 | 0 | 1445441.662 | 0 | 0 | 0 | 0 | 1445441.662
MEP & Fire Protection | Plumbing Fixtures - Showers |  | Plumbing | Plumbing Fixtures | High | 2 | 2026 | 20 | 40500 | 0 | 43175.025 | 0 | 0 | 0 | 0 | 0 | 0 | 0 | 0 | 0 | 0 | 0 | 0 | 0 | 0 | 0 | 0 | 0 | 0 | 43175.025
MEP & Fire Protection | Plumbing Fixtures - Faucets |  | Plumbing | Plumbing Fixtures | Low | 16 | 2040 | 20 | 183600 | 0 | 0 | 0 | 0 | 0 | 0 | 0 | 0 | 0 | 0 | 0 | 0 | 0 | 0 | 0 | 296054.3163 | 0 | 0 | 0 | 0 | 296054.3163
MEP & Fire Protection | Submersible Pumps - Parking Deck |  | Plumbing | Sanitary Sewer | Low | 6 | 2030 | 15 | 18900 | 0 | 0 | 0 | 0 | 0 | 22677.1398 | 0 | 0 | 0 | 0 | 0 | 0 | 0 | 0 | 0 | 0 | 0 | 0 | 0 | 0 | 22677.1398
MEP & Fire Protection | Cast Iron Waste Piping | Service Level | Plumbing | Sanitary Sewer | Low | 6 | 2030 | 50 | 270000 | 0 | 0 | 0 | 0 | 0 | 323959.1401 | 0 | 0 | 0 | 0 | 0 | 0 | 0 | 0 | 0 | 0 | 0 | 0 | 0 | 0 | 323959.1401
MEP & Fire Protection | Fire Pump - 150 HP - 2500 GPM | Service Level | Fire Protection | Fire Protection Equipment | High | 3 | 2027 | 30 | 135000 | 0 | 0 | 148234.2525 | 0 | 0 | 0 | 0 | 0 | 0 | 0 | 0 | 0 | 0 | 0 | 0 | 0 | 0 | 0 | 0 | 0 | 148234.2525
MEP & Fire Protection | Jockey Pump | Service Level | Fire Protection | Fire Protection Equipment | High | 3 | 2027 | 30 | 6750 | 0 | 0 | 7411.7126 | 0 | 0 | 0 | 0 | 0 | 0 | 0 | 0 | 0 | 0 | 0 | 0 | 0 | 0 | 0 | 0 | 0 | 7411.7126
MEP & Fire Protection | Sprinkler Piping | Service Level | Fire Protection | Sprinkler System | Low | 6 | 2030 | 30 | 2700000 | 0 | 0 | 0 | 0 | 0 | 3239591.4006 | 0 | 0 | 0 | 0 | 0 | 0 | 0 | 0 | 0 | 0 | 0 | 0 | 0 | 0 | 3239591.4006
MEP & Fire Protection | Ice Plant & Ice Floor Rebuild | Service Level | Ice Making |  | Medium | 6 | 2030 | 30 | 7627500 | 0 | 0 | 0 | 0 | 0 | 9151845.7068 | 0 | 0 | 0 | 0 | 0 | 0 | 0 | 0 | 0 | 0 | 0 | 0 | 0 | 0 | 9151845.7068
MEP & Fire Protection | [5 empty] | -2024 | 0 | 1 | 0 | 0 | 0 | 0 | 0 | 0 | 0 | 0 | 0 | 0 | 0 | 0 | 0 | 0 | 0 | 0 | 0 | 0 | 0 | 0 | 0 | 0
MEP & Fire Protection - Total | [9 empty] | 48903.75 | 151112.5875 | 27107597.7547 | 1832175.3609 | 5567064.8341 | 15160477.8571 | 1022722.8072 | 644415.4719 | 309749.0368 | 63808.3016 | 110789.4425 | 377153.5513 | 89646.498 | 1561502.5444 | 2181096.9048 | 8043534.5497 | 168163.2054 | 5415639.9756 | 4840704.5505 | 61252.1583 | 74757511.1422
Structure | Replace Joint Sealant (joint and cove) | Upper Bowl Seating |  |  | High | 1 | 2025 | 10 | 102060 | 105632.1 | 0 | 0 | 0 | 0 | 0 | 0 | 0 | 0 | 0 | 141960.7094 | 0 | 0 | 0 | 0 | 0 | 0 | 0 | 0 | 0 | 247592.8094
Structure | Install Joint Sealant Covers | Upper Bowl Seating |  |  | High | 1 | 2025 | 20 | 182250 | 188628.75 | 0 | 0 | 0 | 0 | 0 | 0 | 0 | 0 | 0 | 0 | 0 | 0 | 0 | 0 | 0 | 0 | 0 | 0 | 0 | 188628.75
Structure | Replace Traffic Coating | Upper Bowl Seating |  |  | Medium | 4 | 2028 | 20 | 2065500 | 0 | 0 | 0 | 2336023.5851 | 0 | 0 | 0 | 0 | 0 | 0 | 0 | 0 | 0 | 0 | 0 | 0 | 0 | 0 | 0 | 0 | 2336023.5851
Structure | Replace Joint Sealant (joint and cove) | Lower Bowl Seating |  |  | High | 1 | 2025 | 10 | 132300 | 136930.5 | 0 | 0 | 0 | 0 | 0 | 0 | 0 | 0 | 0 | 184023.1418 | 0 | 0 | 0 | 0 | 0 | 0 | 0 | 0 | 0 | 320953.6418
Structure | Install Joint Sealant Covers | Lower Bowl Seating |  |  | High | 1 | 2025 | 20 | 243000 | 251505 | 0 | 0 | 0 | 0 | 0 | 0 | 0 | 0 | 0 | 0 | 0 | 0 | 0 | 0 | 0 | 0 | 0 | 0 | 0 | 251505
Structure | Replace Traffic Coating | Lower Bowl Seating |  |  | Medium | 4 | 2028 | 20 | 1984500 | 0 | 0 | 0 | 2244414.8171 | 0 | 0 | 0 | 0 | 0 | 0 | 0 | 0 | 0 | 0 | 0 | 0 | 0 | 0 | 0 | 0 | 2244414.8171
Structure | Clean and Coat Catwalk Framing -Isolated Locations | Canopy | Catwalk Level |  | Low | 5 | 2029 | 4 | 6750 | 0 | 0 | 0 | 0 | 7863.0859 | 0 | 0 | 0 | 8849.9725 | 0 | 0 | 0 | 9960.722 | 0 | 0 | 0 | 11210.8804 | 0 | 0 | 0 | 37884.6608
Structure | Clean and Coat MEP Framing | Upper Concourse | MEP Roof Area |  | High | 1 | 2025 | 10 | 3375 | 3493.125 | 0 | 0 | 0 | 0 | 0 | 0 | 0 | 0 | 0 | 4694.4679 | 0 | 0 | 0 | 0 | 0 | 0 | 0 | 0 | 0 | 8187.5929
Structure | Clean and Coat MEP Metal Screen | Upper Concourse | MEP Roof Area |  | High | 1 | 2025 | 10 | 13500 | 13972.5 | 0 | 0 | 0 | 0 | 0 | 0 | 0 | 0 | 0 | 18777.8716 | 0 | 0 | 0 | 0 | 0 | 0 | 0 | 0 | 0 | 32750.3716
Structure | Replace Traffic Coating | Suite Level | Plaza Annex Areas |  | Medium | 4 | 2028 | 20 | 121500 | 0 | 0 | 0 | 137413.1521 | 0 | 0 | 0 | 0 | 0 | 0 | 0 | 0 | 0 | 0 | 0 | 0 | 0 | 0 | 0 | 0 | 137413.1521
Structure | Replace Traffic Coating | Upper Press Level | Plaza Annex Areas |  | Medium | 4 | 2028 | 20 | 121500 | 0 | 0 | 0 | 137413.1521 | 0 | 0 | 0 | 0 | 0 | 0 | 0 | 0 | 0 | 0 | 0 | 0 | 0 | 0 | 0 | 0 | 137413.1521
Structure | Repair Granite Façade Panel Spall | Main Concourse | Southeast Façade |  | High | 1 | 2025 | 25 | 2700 | 2794.5 | 0 | 0 | 0 | 0 | 0 | 0 | 0 | 0 | 0 | 0 | 0 | 0 | 0 | 0 | 0 | 0 | 0 | 0 | 0 | 2794.5
Structure | Repair Overhead Concrete | Main Concourse |  |  | High | 2 | 2026 | 10 | 16875 | 0 | 17989.5938 | 0 | 0 | 0 | 0 | 0 | 0 | 0 | 0 | 0 | 24176.5097 | 0 | 0 | 0 | 0 | 0 | 0 | 0 | 0 | 42166.1034
Structure | Clean and Coat Steel Elements | Throughout Garden Garage | Garage | Structural | High | 1 | 2025 | 3 | 60750 | 62876.25 | 0 | 0 | 68706.576 | 0 | 0 | 75077.5307 | 0 | 0 | 82039.2449 | 0 | 0 | 89646.498 | 0 | 0 | 97959.1488 | 0 | 0 | 107042.6068 | 0 | 583347.8551
Structure | Repair Cracked, Spalled, and Delaminated Concrete Tripping Hazards | Throughout Garden Garage | Garage | Structural | High | 2 | 2026 | 3 | 8100 | 0 | 8635.005 | 0 | 0 | 9435.7031 | 0 | 0 | 10310.6476 | 0 | 0 | 11266.723 | 0 | 0 | 12311.4524 | 0 | 0 | 13453.0564 | 0 | 0 | 14700.518 | 80113.1054
Structure | Replace Above Grade Expansion Joint | Level P7 | Garage | Waterproofing | Medium | 3 | 2027 | 15 | 57375 | 0 | 0 | 62999.5573 | 0 | 0 | 0 | 0 | 0 | 0 | 0 | 0 | 0 | 0 | 0 | 0 | 0 | 0 | 98151.2576 | 0 | 0 | 161150.8149
Structure | Replace Above Grade Expansion Joint | Levels P5 through P6 | Garage | Waterproofing | Medium | 4 | 2028 | 10 | 114750 | 0 | 0 | 0 | 129779.0881 | 0 | 0 | 0 | 0 | 0 | 0 | 0 | 0 | 0 | 174412.2421 | 0 | 0 | 0 | 0 | 0 | 0 | 304191.3302
Structure | Repair on Grade and Below Grade Expansion Joint Headers | Levels P1 through P4 | Garage | Waterproofing | Medium | 4 | 2028 | 10 | 16200 | 0 | 0 | 0 | 18321.7536 | 0 | 0 | 0 | 0 | 0 | 0 | 0 | 0 | 0 | 24622.9048 | 0 | 0 | 0 | 0 | 0 | 0 | 42944.6584
Structure | Install Sealant (Joint and Cove) | Level P7 | Garage | Waterproofing | High | 1 | 2025 | 5 | 26352 | 27274.32 | 0 | 0 | 0 | 0 | 31618.4121 | 0 | 0 | 0 | 0 | 36654.4054 | 0 | 0 | 0 | 0 | 42492.5019 | 0 | 0 | 0 | 0 | 138039.6393
Structure | Install Sealant (Joint and Cove) | Level P2 through P6 | Garage | Waterproofing | High | 2 | 2026 | 5 | 131760 | 0 | 140462.748 | 0 | 0 | 0 | 0 | 162834.8222 | 0 | 0 | 0 | 0 | 188770.1877 | 0 | 0 | 0 | 0 | 218836.3846 | 0 | 0 | 0 | 710904.1425
Structure | Seal Pipe Penetrations | Throughout Garden Garage | Garage | Waterproofing | High | 2 | 2026 | 10 | 16200 | 0 | 17270.01 | 0 | 0 | 0 | 0 | 0 | 0 | 0 | 0 | 0 | 23209.4493 | 0 | 0 | 0 | 0 | 0 | 0 | 0 | 0 | 40479.4593
Structure | Install Vehicle Barriers Around Stairwells | Throughout Garden Garage | Garage | Miscellaneous | High | 1 | 2025 | 20 | 21600 | 22356 | 0 | 0 | 0 | 0 | 0 | 0 | 0 | 0 | 0 | 0 | 0 | 0 | 0 | 0 | 0 | 0 | 0 | 0 | 0 | 22356
Structure | Repair Damaged CMU Walls | Levels P1 through P4 | Garage | Miscellaneous | High | 2 | 2026 | 5 | 2430 | 0 | 2590.5015 | 0 | 0 | 0 | 0 | 3003.1012 | 0 | 0 | 0 | 0 | 3481.4174 | 0 | 0 | 0 | 0 | 4035.9169 | 0 | 0 | 0 | 13110.9371
Structure | Remove Helicopter Pad | Level P7 | Garage | Miscellaneous | Medium | 4 | 2028 | 30 | 6750 | 0 | 0 | 0 | 7634.064 | 0 | 0 | 0 | 0 | 0 | 0 | 0 | 0 | 0 | 0 | 0 | 0 | 0 | 0 | 0 | 0 | 7634.064
Structure | Restripe Garage | Throughout Garden Garage | Garage | Miscellaneous | High | 1 | 2025 | 5 | 47250 | 48903.75 | 0 | 0 | 0 | 0 | 56692.8495 | 0 | 0 | 0 | 0 | 65722.5506 | 0 | 0 | 0 | 0 | 76190.449 | 0 | 0 | 0 | 0 | 247509.5992
Structure | [5 empty] | -2024 | 0 | 1 | 0 | 0 | 0 | 0 | 0 | 0 | 0 | 0 | 0 | 0 | 0 | 0 | 0 | 0 | 0 | 0 | 0 | 0 | 0 | 0 | 0 | 0
Structure | [5 empty] | -2024 | 0 | 1 | 0 | 0 | 0 | 0 | 0 | 0 | 0 | 0 | 0 | 0 | 0 | 0 | 0 | 0 | 0 | 0 | 0 | 0 | 0 | 0 | 0 | 0
Structure - Total | [9 empty] | 864366.795 | 186947.8583 | 62999.5573 | 5079706.1881 | 17298.789 | 88311.2616 | 240915.4541 | 10310.6476 | 8849.9725 | 82039.2449 | 463099.8697 | 239637.5641 | 99607.22 | 211346.5993 | 0 | 216642.0997 | 247536.2384 | 98151.2576 | 107042.6068 | 14700.518 | 8339509.7417
Technology | Infrastructure - LED Equipment Room Construction |  | Infrastructure |  | High | 1 | 2025 | 25 | 128250 | 132738.75 | 0 | 0 | 0 | 0 | 0 | 0 | 0 | 0 | 0 | 0 | 0 | 0 | 0 | 0 | 0 | 0 | 0 | 0 | 0 | 132738.75
Technology | Infrastructure - Video Production Suite Construction |  | Infrastructure |  | High | 1 | 2025 | 25 | 2160000 | 2235600 | 0 | 0 | 0 | 0 | 0 | 0 | 0 | 0 | 0 | 0 | 0 | 0 | 0 | 0 | 0 | 0 | 0 | 0 | 0 | 2235600
Technology | Bowl Audio - Speaker System (Speaker, Amp, DSP) |  | Sound System |  | High | 2 | 2026 | 10 | 2970000 | 0 | 3166168.5 | 0 | 0 | 0 | 0 | 0 | 0 | 0 | 0 | 0 | 4255065.7069 | 0 | 0 | 0 | 0 | 0 | 0 | 0 | 0 | 7421234.2069
Technology | Bowl Audio - Mixing Console & Control |  | Sound System |  | High | 2 | 2026 | 10 | 67500 | 0 | 71958.375 | 0 | 0 | 0 | 0 | 0 | 0 | 0 | 0 | 0 | 96706.0388 | 0 | 0 | 0 | 0 | 0 | 0 | 0 | 0 | 168664.4138
Technology | Bowl Audio - Wireless Microphones & IEM Systems |  | Sound System |  | High | 2 | 2026 | 10 | 40500 | 0 | 43175.025 | 0 | 0 | 0 | 0 | 0 | 0 | 0 | 0 | 0 | 58023.6233 | 0 | 0 | 0 | 0 | 0 | 0 | 0 | 0 | 101198.6483
Technology | LED Displays - Center Hung Main Display |  | Video Displays |  | High | 1 | 2025 | 10 | 4725000 | 4890375 | 0 | 0 | 0 | 0 | 0 | 0 | 0 | 0 | 0 | 6572255.0636 | 0 | 0 | 0 | 0 | 0 | 0 | 0 | 0 | 0 | 11462630.0636
Technology | LED Displays - Center Hung Rings (2) |  | Video Displays |  | High | 1 | 2025 | 10 | 540000 | 558900 | 0 | 0 | 0 | 0 | 0 | 0 | 0 | 0 | 0 | 751114.8644 | 0 | 0 | 0 | 0 | 0 | 0 | 0 | 0 | 0 | 1310014.8644
Technology | LED Displays - Center Hung Hoist |  | Video Displays |  | High | 1 | 2025 | 30 | 405000 | 419175 | 0 | 0 | 0 | 0 | 0 | 0 | 0 | 0 | 0 | 0 | 0 | 0 | 0 | 0 | 0 | 0 | 0 | 0 | 0 | 419175
Technology | LED Displays - 360 Ribbon |  | Video Displays |  | Medium | 3 | 2027 | 10 | 2700000 | 0 | 0 | 2964685.05 | 0 | 0 | 0 | 0 | 0 | 0 | 0 | 0 | 0 | 3984288.7983 | 0 | 0 | 0 | 0 | 0 | 0 | 0 | 6948973.8483
Technology | LED Displays - Vomitory |  | Video Displays |  | Low | 6 | 2030 | 10 | 162000 | 0 | 0 | 0 | 0 | 0 | 194375.484 | 0 | 0 | 0 | 0 | 0 | 0 | 0 | 0 | 0 | 261224.3967 | 0 | 0 | 0 | 0 | 455599.8808
Technology | LED Displays - Entry Tunnel |  | Video Displays |  | Low | 6 | 2030 | 10 | 108000 | 0 | 0 | 0 | 0 | 0 | 129583.656 | 0 | 0 | 0 | 0 | 0 | 0 | 0 | 0 | 0 | 174149.5978 | 0 | 0 | 0 | 0 | 303733.2539
Technology | LED Displays - Scoring/Timing |  | Video Displays |  | High | 1 | 2025 | 10 | 270000 | 279450 | 0 | 0 | 0 | 0 | 0 | 0 | 0 | 0 | 0 | 375557.4322 | 0 | 0 | 0 | 0 | 0 | 0 | 0 | 0 | 0 | 655007.4322
Technology | Broadcast Cabling |  | Broadcasting |  | High | 2 | 2026 | 25 | 1620000 | 0 | 1727001 | 0 | 0 | 0 | 0 | 0 | 0 | 0 | 0 | 0 | 0 | 0 | 0 | 0 | 0 | 0 | 0 | 0 | 0 | 1727001
Technology | Production Suite - Broadcast Core Equipment |  | Broadcasting |  | High | 1 | 2025 | 10 | 4050000 | 4191750 | 0 | 0 | 0 | 0 | 0 | 0 | 0 | 0 | 0 | 5633361.4831 | 0 | 0 | 0 | 0 | 0 | 0 | 0 | 0 | 0 | 9825111.4831
Technology | Production Suite - Low Post Control Room |  | Broadcasting |  | High | 1 | 2025 | 10 | 810000 | 838350 | 0 | 0 | 0 | 0 | 0 | 0 | 0 | 0 | 0 | 1126672.2966 | 0 | 0 | 0 | 0 | 0 | 0 | 0 | 0 | 0 | 1965022.2966
Technology | Production Suite - Studio |  | Broadcasting |  | Medium | 4 | 2028 | 8 | 1080000 | 0 | 0 | 0 | 1221450.2406 | 0 | 0 | 0 | 0 | 0 | 0 | 0 | 1547296.6207 | 0 | 0 | 0 | 0 | 0 | 0 | 0 | 1960069.0661 | 4728815.9274
Technology | Ancillary AV - Televisions & IPTV |  | Audio Video Systems |  | Low | 8 | 2032 | 8 | 2295000 | 0 | 0 | 0 | 0 | 0 | 0 | 0 | 2921350.1394 | 0 | 0 | 0 | 0 | 0 | 0 | 0 | 3700678.9538 | 0 | 0 | 0 | 0 | 6622029.0932
Technology | Ancillary AV - AV Network & Headend |  | Audio Video Systems |  | High | 2 | 2026 | 10 | 391500 | 0 | 417358.575 | 0 | 0 | 0 | 0 | 0 | 0 | 0 | 0 | 0 | 560895.025 | 0 | 0 | 0 | 0 | 0 | 0 | 0 | 0 | 978253.6
Technology | Ancillary AV - Clubs & Lounges |  | Audio Video Systems |  | High | 2 | 2026 | 10 | 2430000 | 0 | 2590501.5 | 0 | 0 | 0 | 0 | 0 | 0 | 0 | 0 | 0 | 3481417.3966 | 0 | 0 | 0 | 0 | 0 | 0 | 0 | 0 | 6071918.8966
Technology | Ancillary AV - Suites |  | Audio Video Systems |  | High | 2 | 2026 | 10 | 1066500 | 0 | 1136942.325 | 0 | 0 | 0 | 0 | 0 | 0 | 0 | 0 | 0 | 1527955.4129 | 0 | 0 | 0 | 0 | 0 | 0 | 0 | 0 | 2664897.7379
Technology | Ancillary AV - Concourses and Entries |  | Audio Video Systems |  | High | 2 | 2026 | 10 | 567000 | 0 | 604450.35 | 0 | 0 | 0 | 0 | 0 | 0 | 0 | 0 | 0 | 812330.7259 | 0 | 0 | 0 | 0 | 0 | 0 | 0 | 0 | 1416781.0759
Technology | Ancillary AV - Back of House |  | Audio Video Systems |  | High | 2 | 2026 | 10 | 391500 | 0 | 417358.575 | 0 | 0 | 0 | 0 | 0 | 0 | 0 | 0 | 0 | 560895.025 | 0 | 0 | 0 | 0 | 0 | 0 | 0 | 0 | 978253.6
Technology | Telecom - Additional Backbone Fiber |  | Telecommunications |  | Medium | 4 | 2028 | 25 | 378000 | 0 | 0 | 0 | 427507.5842 | 0 | 0 | 0 | 0 | 0 | 0 | 0 | 0 | 0 | 0 | 0 | 0 | 0 | 0 | 0 | 0 | 427507.5842
Technology | Telecom - WAP Cabling Upgrade |  | Telecommunications |  | Medium | 4 | 2028 | 25 | 661500 | 0 | 0 | 0 | 748138.2724 | 0 | 0 | 0 | 0 | 0 | 0 | 0 | 0 | 0 | 0 | 0 | 0 | 0 | 0 | 0 | 0 | 748138.2724
Technology | Security - Access Control Systems |  | Security Systems |  | High | 2 | 2026 | 12 | 540000 | 0 | 575667 | 0 | 0 | 0 | 0 | 0 | 0 | 0 | 0 | 0 | 0 | 0 | 820763.4924 | 0 | 0 | 0 | 0 | 0 | 0 | 1396430.4924
Technology | Security - Video Surveillance Cameras |  | Security Systems |  | High | 2 | 2026 | 8 | 1012500 | 0 | 1079375.625 | 0 | 0 | 0 | 0 | 0 | 0 | 0 | 1367320.7483 | 0 | 0 | 0 | 0 | 0 | 0 | 0 | 1732081.0156 | 0 | 0 | 4178777.389
Technology | Security - Video Network Equipment |  | Security Systems |  | Medium | 4 | 2028 | 6 | 54000 | 0 | 0 | 0 | 61072.512 | 0 | 0 | 0 | 0 | 0 | 72923.7732 | 0 | 0 | 0 | 0 | 0 | 87074.7989 | 0 | 0 | 0 | 0 | 221071.0842
Technology | Security - Security Command Center Updates |  | Security Systems |  | High | 2 | 2026 | 25 | 135000 | 0 | 143916.75 | 0 | 0 | 0 | 0 | 0 | 0 | 0 | 0 | 0 | 0 | 0 | 0 | 0 | 0 | 0 | 0 | 0 | 0 | 143916.75
Technology | [5 empty] | -2024 | 0 | 1 | 0 | 0 | 0 | 0 | 0 | 0 | 0 | 0 | 0 | 0 | 0 | 0 | 0 | 0 | 0 | 0 | 0 | 0 | 0 | 0 | 0 | 0
Technology | [5 empty] | -2024 | 0 | 1 | 0 | 0 | 0 | 0 | 0 | 0 | 0 | 0 | 0 | 0 | 0 | 0 | 0 | 0 | 0 | 0 | 0 | 0 | 0 | 0 | 0 | 0
Technology - Total | [9 empty] | 13546338.75 | 11973873.6 | 2964685.05 | 2458168.6092 | 0 | 323959.1401 | 0 | 2921350.1394 | 0 | 1440244.5216 | 14458961.14 | 12900585.5751 | 3984288.7983 | 820763.4924 | 0 | 4223127.7473 | 0 | 1732081.0156 | 0 | 1960069.0661 | 75708496.6451
Vertical Transportation | Escalator #1 |  | Modernization |  | Medium | 5 | 2029 | 25 | 1215000 | 0 | 0 | 0 | 0 | 1415355.4663 | 0 | 0 | 0 | 0 | 0 | 0 | 0 | 0 | 0 | 0 | 0 | 0 | 0 | 0 | 0 | 1415355.4663
Vertical Transportation | Escalator #2 |  | Modernization |  | Medium | 5 | 2029 | 25 | 810000 | 0 | 0 | 0 | 0 | 943570.3109 | 0 | 0 | 0 | 0 | 0 | 0 | 0 | 0 | 0 | 0 | 0 | 0 | 0 | 0 | 0 | 943570.3109
Vertical Transportation | Escalator #3 |  | Modernization |  | Medium | 5 | 2029 | 25 | 1215000 | 0 | 0 | 0 | 0 | 1415355.4663 | 0 | 0 | 0 | 0 | 0 | 0 | 0 | 0 | 0 | 0 | 0 | 0 | 0 | 0 | 0 | 1415355.4663
Vertical Transportation | Escalator #4 |  | Modernization |  | Medium | 5 | 2029 | 25 | 1215000 | 0 | 0 | 0 | 0 | 1415355.4663 | 0 | 0 | 0 | 0 | 0 | 0 | 0 | 0 | 0 | 0 | 0 | 0 | 0 | 0 | 0 | 1415355.4663
Vertical Transportation | Escalator #1 LED demarcation lighting |  | Replace |  | High | 1 | 2025 | 25 | 3375 | 3493.125 | 0 | 0 | 0 | 0 | 0 | 0 | 0 | 0 | 0 | 0 | 0 | 0 | 0 | 0 | 0 | 0 | 0 | 0 | 0 | 3493.125
Vertical Transportation | Escalator #2 LED demarcation lighting |  | Replace |  | High | 1 | 2025 | 25 | 3375 | 3493.125 | 0 | 0 | 0 | 0 | 0 | 0 | 0 | 0 | 0 | 0 | 0 | 0 | 0 | 0 | 0 | 0 | 0 | 0 | 0 | 3493.125
Vertical Transportation | Escalator #3 LED demarcation lighting |  | Replace |  | High | 1 | 2025 | 25 | 3375 | 3493.125 | 0 | 0 | 0 | 0 | 0 | 0 | 0 | 0 | 0 | 0 | 0 | 0 | 0 | 0 | 0 | 0 | 0 | 0 | 0 | 3493.125
Vertical Transportation | Escalator #4 LED demarcation lighting |  | Replace |  | High | 1 | 2025 | 25 | 3375 | 3493.125 | 0 | 0 | 0 | 0 | 0 | 0 | 0 | 0 | 0 | 0 | 0 | 0 | 0 | 0 | 0 | 0 | 0 | 0 | 0 | 3493.125
Vertical Transportation | Elevator #1 |  | Modernization |  | High | 3 | 2027 | 25 | 607500 | 0 | 0 | 667054.1362 | 0 | 0 | 0 | 0 | 0 | 0 | 0 | 0 | 0 | 0 | 0 | 0 | 0 | 0 | 0 | 0 | 0 | 667054.1362
Vertical Transportation | Elevator #2 |  | Modernization |  | High | 3 | 2027 | 25 | 607500 | 0 | 0 | 667054.1362 | 0 | 0 | 0 | 0 | 0 | 0 | 0 | 0 | 0 | 0 | 0 | 0 | 0 | 0 | 0 | 0 | 0 | 667054.1362
Vertical Transportation | Elevator #3 |  | Modernization |  | High | 3 | 2027 | 25 | 607500 | 0 | 0 | 667054.1362 | 0 | 0 | 0 | 0 | 0 | 0 | 0 | 0 | 0 | 0 | 0 | 0 | 0 | 0 | 0 | 0 | 0 | 667054.1362
Vertical Transportation | Elevator #5 |  | Modernization |  | Medium | 4 | 2028 | 25 | 607500 | 0 | 0 | 0 | 687065.7603 | 0 | 0 | 0 | 0 | 0 | 0 | 0 | 0 | 0 | 0 | 0 | 0 | 0 | 0 | 0 | 0 | 687065.7603
Vertical Transportation | Elevator #6 |  | Modernization |  | Medium | 4 | 2028 | 25 | 675000 | 0 | 0 | 0 | 763406.4004 | 0 | 0 | 0 | 0 | 0 | 0 | 0 | 0 | 0 | 0 | 0 | 0 | 0 | 0 | 0 | 0 | 763406.4004
Vertical Transportation | Elevator #7 |  | Modernization |  | Medium | 5 | 2029 | 25 | 607500 | 0 | 0 | 0 | 0 | 707677.7331 | 0 | 0 | 0 | 0 | 0 | 0 | 0 | 0 | 0 | 0 | 0 | 0 | 0 | 0 | 0 | 707677.7331
Vertical Transportation | Elevator #8 |  | Modernization |  | Medium | 5 | 2029 | 25 | 607500 | 0 | 0 | 0 | 0 | 707677.7331 | 0 | 0 | 0 | 0 | 0 | 0 | 0 | 0 | 0 | 0 | 0 | 0 | 0 | 0 | 0 | 707677.7331
Vertical Transportation | Elevator #9 |  | Modernization |  | Medium | 5 | 2029 | 25 | 607500 | 0 | 0 | 0 | 0 | 707677.7331 | 0 | 0 | 0 | 0 | 0 | 0 | 0 | 0 | 0 | 0 | 0 | 0 | 0 | 0 | 0 | 707677.7331
Vertical Transportation | Elevator #10 |  | Modernization |  | Medium | 5 | 2029 | 25 | 607500 | 0 | 0 | 0 | 0 | 707677.7331 | 0 | 0 | 0 | 0 | 0 | 0 | 0 | 0 | 0 | 0 | 0 | 0 | 0 | 0 | 0 | 707677.7331
Vertical Transportation | [5 empty] | -2024 | 0 | 25 | 0 | 0 | 0 | 0 | 0 | 0 | 0 | 0 | 0 | 0 | 0 | 0 | 0 | 0 | 0 | 0 | 0 | 0 | 0 | 0 | 0 | 0
Vertical Transportation | [5 empty] | -2024 | 0 | 25 | 0 | 0 | 0 | 0 | 0 | 0 | 0 | 0 | 0 | 0 | 0 | 0 | 0 | 0 | 0 | 0 | 0 | 0 | 0 | 0 | 0 | 0
Vertical Transportation - Total | [9 empty] | 13972.5 | 0 | 2001162.4087 | 1450472.1607 | 8020347.6423 | 0 | 0 | 0 | 0 | 0 | 0 | 0 | 0 | 0 | 0 | 0 | 0 | 0 | 0 | 0 | 11485954.7118
Roof & Façade | Main Roof (Above Bowl) | Roof Membranes | Replacement |  | Low | 23 | 2047 | 25 | 3314283.75 | 0 | 0 | 0 | 0 | 0 | 0 | 0 | 0 | 0 | 0 | 0 | 0 | 0 | 0 | 0 | 0 | 0 | 0 | 0 | 0 | 0
Roof & Façade | Ring Roof - Level 7 | Roof Membranes | Replacement |  | Low | 23 | 2047 | 25 | 360365.625 | 0 | 0 | 0 | 0 | 0 | 0 | 0 | 0 | 0 | 0 | 0 | 0 | 0 | 0 | 0 | 0 | 0 | 0 | 0 | 0 | 0
Roof & Façade | North Entrance - Level 3 | Roof Membranes | Replacement |  | Low | 23 | 2047 | 25 | 36146.25 | 0 | 0 | 0 | 0 | 0 | 0 | 0 | 0 | 0 | 0 | 0 | 0 | 0 | 0 | 0 | 0 | 0 | 0 | 0 | 0 | 0
Roof & Façade | N Elevator Lobby | Roof Membranes | Replacement |  | Low | 23 | 2047 | 25 | 21060 | 0 | 0 | 0 | 0 | 0 | 0 | 0 | 0 | 0 | 0 | 0 | 0 | 0 | 0 | 0 | 0 | 0 | 0 | 0 | 0 | 0
Roof & Façade | N Elevator Shaft-W | Roof Membranes | Replacement |  | Low | 23 | 2047 | 25 | 6817.5 | 0 | 0 | 0 | 0 | 0 | 0 | 0 | 0 | 0 | 0 | 0 | 0 | 0 | 0 | 0 | 0 | 0 | 0 | 0 | 0 | 0
Roof & Façade | N-Elevator Shaft-E | Roof Membranes | Replacement |  | Low | 23 | 2047 | 25 | 17803.125 | 0 | 0 | 0 | 0 | 0 | 0 | 0 | 0 | 0 | 0 | 0 | 0 | 0 | 0 | 0 | 0 | 0 | 0 | 0 | 0 | 0
Roof & Façade | N-Club Level Entrance | Roof Membranes | Replacement |  | Low | 23 | 2047 | 25 | 19608.75 | 0 | 0 | 0 | 0 | 0 | 0 | 0 | 0 | 0 | 0 | 0 | 0 | 0 | 0 | 0 | 0 | 0 | 0 | 0 | 0 | 0
Roof & Façade | NW-Stairwell Roof-Lower | Roof Membranes | Replacement |  | Low | 23 | 2047 | 25 | 3358.125 | 0 | 0 | 0 | 0 | 0 | 0 | 0 | 0 | 0 | 0 | 0 | 0 | 0 | 0 | 0 | 0 | 0 | 0 | 0 | 0 | 0
Roof & Façade | NW-Stairwell Roof-Upper | Roof Membranes | Replacement |  | Low | 23 | 2047 | 25 | 5062.5 | 0 | 0 | 0 | 0 | 0 | 0 | 0 | 0 | 0 | 0 | 0 | 0 | 0 | 0 | 0 | 0 | 0 | 0 | 0 | 0 | 0
Roof & Façade | W Half Round Roof | Roof Membranes | Replacement |  | Low | 23 | 2047 | 25 | 31404.375 | 0 | 0 | 0 | 0 | 0 | 0 | 0 | 0 | 0 | 0 | 0 | 0 | 0 | 0 | 0 | 0 | 0 | 0 | 0 | 0 | 0
Roof & Façade | SW-Stairwell Roof-Lower | Roof Membranes | Replacement |  | Low | 23 | 2047 | 25 | 2581.875 | 0 | 0 | 0 | 0 | 0 | 0 | 0 | 0 | 0 | 0 | 0 | 0 | 0 | 0 | 0 | 0 | 0 | 0 | 0 | 0 | 0
Roof & Façade | SW-Stairwell Roof-Upper | Roof Membranes | Replacement |  | Low | 23 | 2047 | 25 | 3459.375 | 0 | 0 | 0 | 0 | 0 | 0 | 0 | 0 | 0 | 0 | 0 | 0 | 0 | 0 | 0 | 0 | 0 | 0 | 0 | 0 | 0
Roof & Façade | SE-Stairwell Roof-Lower | Roof Membranes | Replacement |  | Low | 23 | 2047 | 25 | 2041.875 | 0 | 0 | 0 | 0 | 0 | 0 | 0 | 0 | 0 | 0 | 0 | 0 | 0 | 0 | 0 | 0 | 0 | 0 | 0 | 0 | 0
Roof & Façade | SE-Stairwell Roof-Upper | Roof Membranes | Replacement |  | Low | 23 | 2047 | 25 | 3256.875 | 0 | 0 | 0 | 0 | 0 | 0 | 0 | 0 | 0 | 0 | 0 | 0 | 0 | 0 | 0 | 0 | 0 | 0 | 0 | 0 | 0
Roof & Façade | E-Entrance/Terrace Roof | Roof Membranes | Replacement |  | Low | 23 | 2047 | 25 | 24215.625 | 0 | 0 | 0 | 0 | 0 | 0 | 0 | 0 | 0 | 0 | 0 | 0 | 0 | 0 | 0 | 0 | 0 | 0 | 0 | 0 | 0
Roof & Façade | NE-Mechanical Rm Roof | Roof Membranes | Replacement |  | Low | 23 | 2047 | 25 | 75853.125 | 0 | 0 | 0 | 0 | 0 | 0 | 0 | 0 | 0 | 0 | 0 | 0 | 0 | 0 | 0 | 0 | 0 | 0 | 0 | 0 | 0
Roof & Façade | Corner Stairwells-L | Curtain-Wall | Replacement |  | Low | 11 | 2035 | 40 | 40905 | 0 | 0 | 0 | 0 | 0 | 0 | 0 | 0 | 0 | 0 | 56896.951 | 0 | 0 | 0 | 0 | 0 | 0 | 0 | 0 | 0 | 56896.951
Roof & Façade | Corner Stairwells-R | Curtain-Wall | Replacement |  | Low | 11 | 2035 | 40 | 54540 | 0 | 0 | 0 | 0 | 0 | 0 | 0 | 0 | 0 | 0 | 75862.6013 | 0 | 0 | 0 | 0 | 0 | 0 | 0 | 0 | 0 | 75862.6013
Roof & Façade | South Façade | Curtain-Wall | Replacement |  | Low | 11 | 2035 | 40 | 749925 | 0 | 0 | 0 | 0 | 0 | 0 | 0 | 0 | 0 | 0 | 1043110.768 | 0 | 0 | 0 | 0 | 0 | 0 | 0 | 0 | 0 | 1043110.768
Roof & Façade | Half-Round+Terrace Walls | Curtain-Wall | Replacement |  | Low | 11 | 2035 | 40 | 736290 | 0 | 0 | 0 | 0 | 0 | 0 | 0 | 0 | 0 | 0 | 1024145.1176 | 0 | 0 | 0 | 0 | 0 | 0 | 0 | 0 | 0 | 1024145.1176
Roof & Façade | Meeting/Banquet Room | Curtain-Wall | Replacement |  | Low | 11 | 2035 | 40 | 272700 | 0 | 0 | 0 | 0 | 0 | 0 | 0 | 0 | 0 | 0 | 379313.0065 | 0 | 0 | 0 | 0 | 0 | 0 | 0 | 0 | 0 | 379313.0065
Roof & Façade | Elevator Lobby - Curved | Curtain-Wall | Replacement |  | Low | 11 | 2035 | 40 | 164983.5 | 0 | 0 | 0 | 0 | 0 | 0 | 0 | 0 | 0 | 0 | 229484.369 | 0 | 0 | 0 | 0 | 0 | 0 | 0 | 0 | 0 | 229484.369
Roof & Façade | Elevator Lobby - North | Curtain-Wall | Replacement |  | Low | 11 | 2035 | 40 | 27270 | 0 | 0 | 0 | 0 | 0 | 0 | 0 | 0 | 0 | 0 | 37931.3007 | 0 | 0 | 0 | 0 | 0 | 0 | 0 | 0 | 0 | 37931.3007
Roof & Façade | Aluminum-Framed Double-Glazed | Windows | Replacement |  | Medium | 6 | 2030 | 35 | 25818.75 | 0 | 0 | 0 | 0 | 0 | 30978.5928 | 0 | 0 | 0 | 0 | 0 | 0 | 0 | 0 | 0 | 0 | 0 | 0 | 0 | 0 | 30978.5928
Roof & Façade | Aluminum-Framed Double-Glazed | Windows | Replacement |  | Medium | 6 | 2030 | 35 | 8147.25 | 0 | 0 | 0 | 0 | 0 | 9775.4671 | 0 | 0 | 0 | 0 | 0 | 0 | 0 | 0 | 0 | 0 | 0 | 0 | 0 | 0 | 9775.4671
Roof & Façade | Aluminum-Framed Double-Glazed | Storefront | Replacement |  | Low | 11 | 2035 | 40 | 1147500 | 0 | 0 | 0 | 0 | 0 | 0 | 0 | 0 | 0 | 0 | 1596119.0869 | 0 | 0 | 0 | 0 | 0 | 0 | 0 | 0 | 0 | 1596119.0869
Roof & Façade | Anodized Alum - Glass | Doors | Replacement |  | Medium | 6 | 2030 | 35 | 193050 | 0 | 0 | 0 | 0 | 0 | 231630.7851 | 0 | 0 | 0 | 0 | 0 | 0 | 0 | 0 | 0 | 0 | 0 | 0 | 0 | 0 | 231630.7851
Roof & Façade | [5 empty] | -2024 | 0 | 1 | 0 | 0 | 0 | 0 | 0 | 0 | 0 | 0 | 0 | 0 | 0 | 0 | 0 | 0 | 0 | 0 | 0 | 0 | 0 | 0 | 0 | 0
Roof & Façade | [5 empty] | -2024 | 0 | 1 | 0 | 0 | 0 | 0 | 0 | 0 | 0 | 0 | 0 | 0 | 0 | 0 | 0 | 0 | 0 | 0 | 0 | 0 | 0 | 0 | 0 | 0
Roof & Facade- Total | [6 empty] | 0 |  |  | 0 | 0 | 0 | 0 | 0 | 272384.845 | 0 | 0 | 0 | 0 | 4442863.2009 | 0 | 0 | 0 | 0 | 0 | 0 | 0 | 0 | 0 | 4715248.0459
TOTAL | [9 empty] | 14473581.795 | 29449428.1008 | 32136444.7707 | 12347335.1197 | 130563046.0125 | 15845133.1037 | 1455503.062 | 3576076.2589 | 318599.0093 | 2390805.9058 | 19475713.653 | 21027064.7918 | 4173542.5162 | 19339239.7908 | 23793607.2695 | 12483304.3967 | 7692830.4297 | 7245872.2488 | 4947747.1572 | 105738052.4473 | 468472927.8394
[9 empty] | Architecture & Interiors | 0 | 17137494.0551 | 0 | 1526812.8008 | 116958334.747 | 0 | 191864.8007 | 0 | 0 | 804713.8377 | 0 | 7509688.1013 | 0 | 16745627.1547 | 21612510.3646 | 0 | 7277130.9859 | 0 | 0 | 103702030.7049 | 293466207.5527
[9 empty] | MEP & Fire Protection | 48903.75 | 151112.5875 | 27107597.7547 | 1832175.3609 | 5567064.8341 | 15160477.8571 | 1022722.8072 | 644415.4719 | 309749.0368 | 63808.3016 | 110789.4425 | 377153.5513 | 89646.498 | 1561502.5444 | 2181096.9048 | 8043534.5497 | 168163.2054 | 5415639.9756 | 4840704.5505 | 61252.1583 | 74757511.1422
[9 empty] | Structure | 864366.795 | 186947.8583 | 62999.5573 | 5079706.1881 | 17298.789 | 88311.2616 | 240915.4541 | 10310.6476 | 8849.9725 | 82039.2449 | 463099.8697 | 239637.5641 | 99607.22 | 211346.5993 | 0 | 216642.0997 | 247536.2384 | 98151.2576 | 107042.6068 | 14700.518 | 8339509.7417
[9 empty] | Technology | 13546338.75 | 11973873.6 | 2964685.05 | 2458168.6092 | 0 | 323959.1401 | 0 | 2921350.1394 | 0 | 1440244.5216 | 14458961.14 | 12900585.5751 | 3984288.7983 | 820763.4924 | 0 | 4223127.7473 | 0 | 1732081.0156 | 0 | 1960069.0661 | 75708496.6451
[9 empty] | Vertical Transportation | 13972.5 | 0 | 2001162.4087 | 1450472.1607 | 8020347.6423 | 0 | 0 | 0 | 0 | 0 | 0 | 0 | 0 | 0 | 0 | 0 | 0 | 0 | 0 | 0 | 11485954.7118
[9 empty] | Roof & Façade | 0 | 0 | 0 | 0 | 0 | 272384.845 | 0 | 0 | 0 | 0 | 4442863.2009 | 0 | 0 | 0 | 0 | 0 | 0 | 0 | 0 | 0 | 4715248.0459
[9 empty] | Food & Beverage + Retail | 1401171.2 | 654792.884 | 457982.9261 | 757514.3633 | 1103175.6757 | 1260725.6799 | 2749326.7082 | 2473622.6959 | 1422091.3536 | 1592945.1145 | 736230.8522 | 1381837.8114 | 2809230.3687 | 3027003.7387 | 5480492.5797 | 2188437.6141 | 1389621.845 | 1545235.2072 | 1722484.5722 | 2251070.0856 | 36404993.2761
[10 empty] | 15874752.995 | 30104220.9848 | 32594427.6969 | 13104849.483 | 131666221.6882 | 17105858.7837 | 4204829.7702 | 6049698.9548 | 1740690.363 | 3983751.0204 | 20211944.5053 | 22408902.6031 | 6982772.8849 | 22366243.5295 | 29274099.8492 | 14671742.0108 | 9082452.2746 | 8791107.456 | 6670231.7295 | 107989122.5329 | 504877921.1155

## Costs
[5 empty] | Use Drop down List | Use Drop down List |  | Number of |  | Cost |  | Total
Grouping | Item | Location (Level) | Subcategory 1 | Subcategory 2 | Priority | First Year of Replacement (Year) | Frequency of repairs & replacement in years | Sq Ft/Linear Ft | Units | Per SF/Linear Ft | Unit |  | Soft Cost percentage Applied | Total Cost after Percentage Applied (in today's dollars)
Architecture & Interiors | Locker Rooms - A,B, and C | Service Level | Refresh | Locker Room interior finishes, fixtures, furniture, and equipment | High | 2026 | 10 | 5123 |  | 60 |  | 307380 | 35% | 414963
Architecture & Interiors | Media Room | Service Level | Refresh | Interior Finishes, ceiling, paint, flooring | Medium | 2029 | 15 | 3209 |  | 60 |  | 192540 | 35% | 259929
Architecture & Interiors | Locker Room Corridor | Service Level | Refresh | Paint and Flooring | High | 2026 | 15 | 1562 |  | 20 |  | 31240 | 35% | 42174
Architecture & Interiors | Visiting Press | Service Level | Refresh | Interior Finishes, ceiling, paint, flooring | Medium | 2029 | 15 | 500 |  | 60 |  | 30000 | 35% | 40500
Architecture & Interiors | Trail Blazer's Family Room | Service Level | Renovation | Interior Renovation | Medium | 2029 | 20 | 531 |  | 500 |  | 265500 | 35% | 358425 | Arch | 20 | 0 | 0 | 0 | 0 | 35% | 0
Architecture & Interiors | Trail Blazers Locker Room & Team Areas | Service Level | Renovation | Interior Renovation | Medium | 2029 | 15 | 6534 |  | 600 |  | 3920400 | 35% | 5292540
Architecture & Interiors | Restrooms/Family Area Restrooms | Service Level | Refresh | Restroom finishes, fixtures, and accessories upgrades | High | 2026 | 15 | 1283 |  | 500 |  | 641500 | 35% | 866025 | Arch | 20 | 0 | 0 | 0 | 0 | 35% | 0
Architecture & Interiors | Star Rooms | Service Level | Refresh | Interior Finishes, paint & flooring | High | 2026 | 10 | 2884 |  | 70 |  | 201880 | 35% | 272538
Architecture & Interiors | Star Rooms - Room F | Service Level | Renovation | Interior Finishes and fixtures, ceiling, paint, flooring, Lighting | High | 2026 | 10 | 470 |  | 70 |  | 32900 | 35% | 44415
Architecture & Interiors | Service Tunnel | Service Level | Repairs/ Refresh | Patch, repair, and paint masonry walls | Medium | 2029 | 5 |  | 1 |  | 50000 | 50000 | 35% | 67500
Architecture & Interiors | Courtside Club | Service Level | Refresh | Amenity space Interior finish renovation | Medium | 2029 | 10 | 6065 |  | 850 |  | 5155250 | 35% | 6959587.5
Architecture & Interiors | Doors and Hardware | Service Level | Replacement | Doors and Hardware | Medium | 2029 | 15 |  | 225 |  | 4000 | 900000 | 35% | 1215000
Architecture & Interiors | Loading Dock | Service Level | Replacement | Dock Equipment Upgrade | Medium | 2029 | 15 |  | 1 |  | 15000 | 15000 | 35% | 20250
Architecture & Interiors | Loading Dock | Service Level | Repairs | Wall and Ceiling Repairs | Medium | 2029 | 10 |  | 1 |  | 50000 | 50000 | 35% | 67500
Architecture & Interiors | Staff Locker and VIP Entrance | Service Level | Reconfiguration/ Renovation | Interior Renovation | Medium | 2029 | 20 | 3153 |  | 500 |  | 1576500 | 35% | 2128275
Architecture & Interiors | Staff Locker | Service Level | Refresh | Paint and Ceilings | Medium | 2029 | 10 | 2757 |  | 45 |  | 124065 | 35% | 167487.75
Architecture & Interiors | Staff Locker | Service Level | Replacement | Shower and Restroom accessories | Medium | 2029 | 10 | 2757 |  | 5 |  | 13785 | 35% | 18609.75
Architecture & Interiors | Laundry Room | Service Level | Replacement | Appliance Replacement | Low | 2034 | 10 |  | 1 |  | 50000 | 50000 | 35% | 67500
Architecture & Interiors | General - Wayfinding | Service Level | Refresh | Environmental graphics and branding upgrades | Medium | 2029 | 10 |  | 1 |  | 200000 | 200000 | 35% | 270000
Architecture & Interiors | General - Interior Partitions | Service Level | Refresh | Wall Paint | Medium | 2029 | 10 | 85698 |  | 5 |  | 428490 | 35% | 578461.5
Architecture & Interiors | Seating - Retractable Seating System | Lower Bowl Seating | Replacement |  | Low | 2038 | 15 |  | 4092 |  | 1750 | 7161000 | 35% | 9667350
Architecture & Interiors | Seating - Fixed (includes 200 Level) | Lower Bowl Seating | Replacement | Furniture replacement | High | 2026 | 20 |  | 4585 |  | 300 | 1375500 | 10% | 1513050
Architecture & Interiors | Seating - Precast Tiers and Stair Aisles (includes 200 Level) | Lower Bowl Seating | Repair/ Replacement | Concrete repairs, New railings, Life Safety improvements | High | 2026 | 10 | 66008 |  | 7 |  | 462056 | 35% | 623775.6
Architecture & Interiors | Seating - Aluminum Bleacher Overbuilds | Lower Bowl Seating | Replacement | New code compliant bleacher overbuilds and railings | High | 2026 | 20 |  | 1 |  | 500000 | 500000 | 35% | 675000
Architecture & Interiors | General - Interior Partitions | Main Concourse | Refresh | Wall Paint | Medium | 2029 | 10 | 103221 |  | 5 |  | 516105 | 35% | 696741.75
Architecture & Interiors | General - Concessions | Main Concourse | Replacement | Overhead coiling doors | High | 2029 | 15 |  | 30 |  | 10000 | 300000 | 35% | 405000
Architecture & Interiors | General - Concessions | Main Concourse | Selective replacement | Doors and Hardware | High | 2026 | 10 |  | 15 |  | 4000 | 60000 | 35% | 81000
Architecture & Interiors | General - Concessions | Main Concourse | Repair | Doors and Hardware | High | 2026 | 10 |  | 8 |  | 2000 | 16000 | 35% | 21600
Architecture & Interiors | General - Interior Doors | Main Concourse | Replacement | Doors and Hardware | Medium | 2029 | 15 |  | 70 |  | 4000 | 280000 | 35% | 378000
Architecture & Interiors | Wayfinding Signage - General | Main Concourse | Replacement | Environmental graphics and branding upgrades | High | 2026 | 10 | 68246 |  | 20 |  | 1364920 | 35% | 1842642
Architecture & Interiors | Concessions Venue Signage - General | Main Concourse | Replacement | Environmental Graphics and branding upgrades | Medium | 2028 | 10 |  | 1 |  | 1000000 | 1000000 | 35% | 1350000
Architecture & Interiors | Wayfinding Signage - Lighted | Main Concourse | Refresh | Enhanced Environmental Graphics and branding upgrade | High | 2026 | 10 |  | 1 |  | 1000000 | 1000000 | 35% | 1350000
Architecture & Interiors | Restrooms | Main Concourse | Renovation | Restroom finishes, fixtures, and accessories upgrades | Medium | 2029 | 15 | 16262 |  | 600 |  | 9757200 | 35% | 13172220
Architecture & Interiors | Concourse Bar | Main Concourse | Renovation/ Reconfiguration | Enhanced access control for interior and exterior plaza usage. | Medium | 2029 | 20 | 11705 |  | 700 |  | 8193500 | 35% | 11061225
Architecture & Interiors | Team Store | Main Concourse | Renovation/ Reconfiguration | New interior construction | Medium | 2029 | 15 |  | 1 |  | 5000000 | 5000000 | 35% | 6750000
Architecture & Interiors | Team Store Wayfinding | Main Concourse | Refresh | Environmental graphics and branding upgrades | High | 2029 | 15 |  | 1 |  | 50000 | 50000 | 35% | 67500
Architecture & Interiors | Concourse | Main Concourse | Refresh/ Restoration | Patch, Repair, and clean polished concrete | Medium | 2029 | 15 | 68246 |  | 3 |  | 204738 | 35% | 276396.3
Architecture & Interiors | Concourse - General | Main Concourse | Refresh | Artwork/ Historical display | Medium | 2029 | 15 |  | 1 |  | 100000 | 100000 | 35% | 135000
Architecture & Interiors | Seating - Fixed | Club Level | Replacement | Furniture Replacement | Medium | 2029 | 20 | 1794 |  | 400 |  | 717600 | 10% | 789360
Architecture & Interiors | Seating - Precast Tiers and Stair Aisles | Club Level | Repair/ Replacement | Concrete repairs, New railings, Life Safety improvements | Medium | 2029 | 10 | 13987 |  | 7 |  | 97909 | 35% | 132177.15
Architecture & Interiors | General - Interior Partitions | Club Level | Refresh | Wall Paint | Medium | 2029 | 10 | 74106 |  | 5 |  | 370530 | 35% | 500215.5
Architecture & Interiors | General - Interior Doors | Club Level | Replacement | Doors and Hardware | Medium | 2029 | 15 |  | 10 |  | 4000 | 40000 | 35% | 54000
Architecture & Interiors | Club Space - General | Club Level | Refresh | Flooring | Medium | 2029 | 10 | 24297 |  | 30 |  | 728910 | 35% | 984028.5
Architecture & Interiors | Club Space - General | Club Level | Replacement/Renovation | Ceiling and Lighting renovation | Medium | 2029 | 10 | 24297 |  | 50 |  | 1214850 | 35% | 1640047.5
Architecture & Interiors | Rose Room | Club Level | Renovation | Amenity space Interior finish renovation | Medium | 2029 | 20 | 4182 |  | 1000 |  | 4182000 | 35% | 5645700
Architecture & Interiors | Rose Room | Club Level | Replacement | Furniture | Medium | 2029 | 10 | 4182 |  | 50 |  | 209100 | 35% | 282285
Architecture & Interiors | Seating - Fixed | Suite Level | Replacement | Furniture Replacement | High | 2026 | 20 |  | 1024 |  | 800 | 819200 | 35% | 1105920
Architecture & Interiors | Individual Suites | Suite Level | Replacement/ Renovation | Ceiling renovation | Medium | 2029 | 15 | 58178 |  | 40 |  | 2327120 | 35% | 3141612
Architecture & Interiors | General - Interior Partitions and Ceilings | Suite Level | Refresh | Patch, Repair, Paint | Medium | 2029 | 10 |  | 1 |  | 100000 | 100000 | 35% | 135000
Architecture & Interiors | General - Interior Doors | Suite Level | Replacement | Doors and Hardware | Medium | 2029 | 15 |  | 154 |  | 4000 | 616000 | 35% | 831600
Architecture & Interiors | Individual Suites - Original | Suite Level | Repair | Patch and repair gypsum board walls | High | 2026 | 15 | 3720 |  | 300 |  | 1116000 | 35% | 1506600
Architecture & Interiors | Individual Suites - Recently Renovated | Suite Level | Refresh | Suite space interior finishes renovation (as needed basis) | Medium | 2029 | 15 | 37820 |  | 300 |  | 11346000 | 35% | 15317100
Architecture & Interiors | Suites - Corridor | Suite Level | Refresh | Carpet, Wall Paint, and Ceiling | Medium | 2029 | 15 | 12168 |  | 300 |  | 3650400 | 35% | 4928040
Architecture & Interiors | Studio Suites | Suite Level | Refresh | Suite space interior finishes renovation, wall paint, floor, ceiling | Medium | 2029 | 15 | 7144 |  | 300 |  | 2143200 | 35% | 2893320
Architecture & Interiors | Studio Suites | Suite Level | Replacement - FF&E | Appliance Replacement | Medium | 2029 | 10 |  | 1 |  | 30000 | 30000 | 35% | 40500
Architecture & Interiors | Studio 365 | Suite Level | Refresh | Suite space interior finishes renovation, wall paint, floor, ceiling | Medium | 2029 | 10 | 1152 |  | 300 |  | 345600 | 35% | 466560
Architecture & Interiors | POA Suite | Suite Level | Refresh | Flooring and Paint | Medium | 2029 | 15 | 2297 |  | 30 |  | 68910 | 35% | 93028.5
Architecture & Interiors | Legacy Suite | Suite Level | Refresh | Suite space interior finishes renovation, wall paint, floor, ceiling | Medium | 2029 | 15 | 1244 |  | 300 |  | 373200 | 35% | 503820
Architecture & Interiors | Skyline Conference Room | Suite Level | Refresh | Suite space interior finishes | Low | 2034 | 15 | 1682 |  | 200 |  | 336400 | 35% | 454140
Architecture & Interiors | Concourse | Suite Level | Refresh | Concourse facing façade and signage update/Refresh | Medium | 2029 | 20 | 12168 |  | 200 |  | 2433600 | 35% | 3285360
Architecture & Interiors | Fixed | Upper Bowl Seating | Replacement | Furniture replacement | High | 2026 | 20 |  | 7645 |  | 300 | 2293500 | 10% | 2522850
Architecture & Interiors | Precast Tiers and Stair Aisles | Upper Bowl Seating | Repair/ Replacement | Concrete repairs, railing repairs, Life Safety improvements | High | 2026 | 10 | 50552 |  | 7 |  | 353864 | 35% | 477716.4
Architecture & Interiors | Section 305 rows G through R | Upper Bowl Seating | Refresh | Life safety Improvements | High | 2026 | 20 |  | 1 |  | 125000 | 125000 | 35% | 168750
Architecture & Interiors | Standing Room | Upper Bowl Seating | Refresh | Life safety Improvements | High | 2026 | 20 | 21286 |  | 10 |  | 212860 | 35% | 287361
Architecture & Interiors | Gate A - Section 314 and 315 | Upper Bowl Seating | Repair/ Renovation | Egress Improvements | High | 2026 | 20 |  | 1 |  | 125000 | 125000 | 35% | 168750
Architecture & Interiors | Interior Partitions | Upper Concourse | Refresh | Wall Paint | Medium | 2029 | 10 | 60628 |  | 5 |  | 303140 | 35% | 409239
Architecture & Interiors | Concessions | Upper Concourse | Replacement | Overhead coiling doors | Medium | 2029 | 15 |  | 30 |  | 10000 | 300000 | 35% | 405000
Architecture & Interiors | Concessions | Upper Concourse | Selective replacement | Doors and Hardware | High | 2026 | 20 |  | 7 |  | 4000 | 28000 | 35% | 37800
Architecture & Interiors | Concessions | Upper Concourse | Repair | Doors and Hardware | High | 2026 | 5 |  | 10 |  | 2000 | 20000 | 35% | 27000
Architecture & Interiors | Concessions | Upper Concourse | Replacement | Doors and Hardware | Medium | 2031 | 20 |  | 20 |  | 4000 | 80000 | 35% | 108000
Architecture & Interiors | Restrooms | Upper Concourse | Renovation | Restroom finishes, fixtures, and accessories upgrades | Medium | 2029 | 20 | 7815 |  | 600 |  | 4689000 | 35% | 6330150
Architecture & Interiors | Vandalism | Exterior | Restoration | Cleaning/ Restoration | High | 2026 | 5 |  | 1 |  | 15000 | 15000 | 35% | 20250
Architecture & Interiors | Exterior Soffit | Exterior | Repair | EIFS Patch, repair, elastomeric coating | High | 2026 | 15 | 3728 |  | 40 |  | 149120 | 35% | 201312
Architecture & Interiors | Exterior Soffit | Exterior | Repair | Electrical Repair | High | 2026 | 20 |  | 1 |  | 10000 | 10000 | 35% | 13500
Architecture & Interiors | Main Entrance | Exterior | Repair | Repair cladding materials | High | 2026 | 15 |  | 1 |  | 75000 | 75000 | 35% | 101250
Architecture & Interiors | Main Entrance | Exterior | Replacement | Replace Access Panel | High | 2026 | 20 |  | 1 |  | 2000 | 2000 | 35% | 2700
Architecture & Interiors | Metal Wall Panels - Stainless | Exterior | Replacement | Replace cladding materials | Medium | 2029 | 15 |  | 1 |  | 150000 | 150000 | 35% | 202500
Architecture & Interiors | Metal Wall Panels - Powder Coated | Exterior | Restoration | Cleaning/ Restoration | Medium | 2029 | 10 | 3960 |  | 15 |  | 59400 | 35% | 80190
Architecture & Interiors | Metal Louvers | Exterior | Restoration | Cleaning/ Restoration | Medium | 2029 | 10 |  | 1 |  | 50000 | 50000 | 35% | 67500
Architecture & Interiors | Exterior Doors | Exterior | Replacement | Replace door thresholds | High | 2026 | 15 | 255 |  | 200 |  | 51000 | 35% | 68850
Architecture & Interiors | Handrails | Exterior | Repair | Handrails | High | 2026 | 15 |  | 1 |  | 15000 | 15000 | 35% | 20250
Architecture & Interiors | Precast Cladding | Exterior | Repair/ Restoration | Damaged Panel | High | 2026 | 10 |  | 1 |  | 10000 | 10000 | 35% | 13500
Architecture & Interiors | Precast Cladding | Exterior | Restoration | Cleaning/ Restoration | Medium | 2029 | 15 | 55488 |  | 7.5 |  | 416160 | 35% | 561816
Architecture & Interiors | Precast Cladding | Exterior | Restoration | Sealant repairs/ replacements | Medium | 2029 | 10 | 55488 |  | 3 |  | 166464 | 35% | 224726.4
Architecture & Interiors | Trench Drains | Exterior | Restoration | Cleaning/ Restoration | Medium | 2029 | 5 |  | 1 |  | 5000 | 5000 | 35% | 6750
Architecture & Interiors | High Roof Fascia and Soffit | Exterior | Restoration | Cleaning/ Restoration | Medium | 2029 | 15 |  | 1 |  | 15000 | 15000 | 35% | 20250
Architecture & Interiors | Ultra Patio Guardrail | Exterior | Restoration | Cleaning/ Restoration | Medium | 2029 | 15 |  | 1 |  | 25000 | 25000 | 35% | 33750
Architecture & Interiors | Planters | Exterior | Replacement | New Tree Grates, Life Safety | High | 2026 | 20 |  | 1 |  | 3000 | 3000 | 35% | 4050
Architecture & Interiors | Stairs | Exterior | Repair/ Restoration | Concrete patch and repair | High | 2026 | 10 |  | 1 |  | 7500 | 7500 | 35% | 10125
Architecture & Interiors | Stairs and Railings | Exterior | Replacement | Sealant repairs/ replacements | Medium | 2029 | 10 |  | 1 |  | 7500 | 7500 | 35% | 10125
Architecture & Interiors | Wayfinding | Exterior | Addition | Added wayfinding | High | 2026 | 15 |  | 1 |  | 50000 | 50000 | 35% | 67500
Architecture & Interiors | Entry Ramp Concrete Walls | Garage | Restoration | Cleaning/Restoration/Stain | High | 2026 | 15 | 1200 |  | 7.5 |  | 9000 | 35% | 12150
Architecture & Interiors | Perimeter Concrete Walls | Garage | Restoration | Cleaning/Restoration/Stain | High | 2026 | 15 | 17342 |  | 7.5 |  | 130065 | 35% | 175587.75
Architecture & Interiors | Underside of Concrete Slabs | Garage | Restoration | Cleaning/ Restoration/Stain | High | 2026 | 15 | 70097.5 |  | 7.5 |  | 525731.25 | 35% | 709737.1875
Architecture & Interiors | North Side Fencing | Garage | Replacement | Fencing replacement | High | 2026 | 15 | 200 |  | 50 |  | 10000 | 35% | 13500
Architecture & Interiors | Fence Screening | Garage | Replacement | Fencing replacement | High | 2026 | 15 | 667 |  | 50 |  | 33350 | 35% | 45022.5
Architecture & Interiors | Lighting | Garage | Refresh | Additional lighting in dark zones, resolve glare | High | 2026 | 15 |  | 1 |  | 200000 | 200000 | 35% | 270000
Architecture & Interiors | Mechanical Screening | Garage | Refresh | Exterior metal paint | High | 2026 | 15 | 320 |  | 15 |  | 4800 | 35% | 6480
Architecture & Interiors | Wayfinding | Garage | Refresh | Replacement and improvements of wayfinding/ environmental graphics | High | 2026 | 15 |  | 1 |  | 200000 | 200000 | 35% | 270000
Architecture & Interiors | [11 empty] | 0 | 35% | 0
Architecture & Interiors | [11 empty] | 0 | 35% | 0
Architecture & Interiors | [11 empty] | 0 | 35% | 0
Architecture & Interiors | [11 empty] | 0 | 35% | 0
[12 empty] | 0 | #REF!
Major Systems | 765-Ton McQuay Centrifugal Chiller | Main Concourse | Mechanical | Chilled Water | Medium | 2029 | 23 |  | 2 |  | 535000 | 1070000 | 35% | 1444500
Major Systems | 380-Ton Daikin Centrifugal Chiller | Main Concourse | Mechanical | Chilled Water | Low | 2038 | 23 |  | 1 |  | 225000 | 225000 | 35% | 303750
Major Systems | 40 HP Armstrong 4300 Vertical In-Line Pump (P CHW) | Main Concourse | Mechanical | Chilled Water | Medium | 2029 | 20 |  | 2 |  | 60000 | 120000 | 35% | 162000
Major Systems | 20 HP Armstrong 4300 Vertical In-Line Pump (P CHW) | Main Concourse | Mechanical | Chilled Water | Medium | 2029 | 20 |  | 1 |  | 50000 | 50000 | 35% | 67500
Major Systems | 100 HP Armstrong 4300 Vertical In-Line Pump (S CHW) | Main Concourse | Mechanical | Chilled Water | Medium | 2029 | 20 |  | 2 |  | 75000 | 150000 | 35% | 202500
Major Systems | Secondary Chilled Water Pump 100 HP VFD - ABB | Main Concourse | Mechanical | Chilled Water | Low | 2038 | 20 |  | 2 |  | 13500 | 27000 | 35% | 36450
Major Systems | 50 HP Armstrong 4300 Vertical In-Line Pump (CW) | Lower Bowl Seating | Mechanical | Chilled Water | Medium | 2029 | 20 |  | 2 |  | 65000 | 130000 | 35% | 175500
Major Systems | 30 HP Armstrong 4300 Vertical In-Line Pump (CW) | Lower Bowl Seating | Mechanical | Chilled Water | Medium | 2029 | 20 |  | 1 |  | 55000 | 55000 | 35% | 74250
Major Systems | 2,300 GPM, 50 HP Cooling Tower - BAC | Lower Press Level | Mechanical | Chilled Water | Low | 2039 | 18 |  | 2 |  | 250000 | 500000 | 35% | 675000
Major Systems | 1,140 GPM, 25 HP Cooling Tower - BAC | Lower Press Level | Mechanical | Chilled Water | Low | 2039 | 18 |  | 1 |  | 200000 | 200000 | 35% | 270000
Major Systems | Cooling Tower Fan 50 HP VFD - ABB | Lower Bowl Seating | Mechanical | Chilled Water | Low | 2039 | 20 |  | 2 |  | 12000 | 24000 | 35% | 32400
Major Systems | Cooling Tower Fan 25 HP VFD - ABB | Lower Bowl Seating | Mechanical | Chilled Water | Low | 2039 | 20 |  | 1 |  | 10000 | 10000 | 35% | 13500
Major Systems | 60 HP Armstrong 4300 Vertical In-Line Pump (HRW) | Lower Bowl Seating | Mechanical | Heat Recovery | Medium | 2029 | 20 |  | 2 |  | 70000 | 140000 | 35% | 189000
Major Systems | Heat Recovery Water Pump 60 HP VFD - ABB | Lower Bowl Seating | Mechanical | Heat Recovery | Low | 2038 | 20 |  | 1 |  | 13000 | 13000 | 35% | 17550
Major Systems | 1,885 GPM, 60 HP Cooling Tower - BAC | Lower Press Level | Mechanical | Heat Recovery | Low | 2039 | 18 |  | 1 |  | 260000 | 260000 | 35% | 351000
Major Systems | Cooling Tower Fan 60 HP VFD - ABB | Lower Bowl Seating | Mechanical | Heat Recovery | Low | 2039 | 20 |  | 1 |  | 13000 | 13000 | 35% | 17550
Major Systems | 11,266 MBH Plate & Frame Heat Exchanger - Alfa Laval | Lower Bowl Seating | Mechanical | Heat Recovery | Low | 2043 | 25 |  | 1 |  | 250000 | 250000 | 35% | 337500
Major Systems | 6,800 MBh Forced Draft Water Tube Boiler | Lower Bowl Seating | Mechanical | Hot Water | Low | 2038 | 25 |  | 2 |  | 150000 | 300000 | 35% | 405000
Major Systems | 2,400 MBh Forced Draft Water Tube Boiler | Lower Bowl Seating | Mechanical | Hot Water | Low | 2036 | 25 |  | 1 |  | 120000 | 120000 | 35% | 162000
Major Systems | 10 HP Armstrong 4300 Vertical In-Line Pump (P HW) | Lower Bowl Seating | Mechanical | Hot Water | Medium | 2029 | 20 |  | 2 |  | 45000 | 90000 | 35% | 121500
Major Systems | 5 HP Armstrong 4300 Vertical In-Line Pump (P HW) | Lower Bowl Seating | Mechanical | Hot Water | Medium | 2029 | 20 |  | 1 |  | 40000 | 40000 | 35% | 54000
Major Systems | 30 HP Armstrong 4300 Vertical In-Line Pump (S HW) | Lower Bowl Seating | Mechanical | Hot Water | Medium | 2029 | 20 |  | 2 |  | 55000 | 110000 | 35% | 148500
Major Systems | Secondary Hot Water Pump 30 HP VFD - ABB | Lower Bowl Seating | Mechanical | Hot Water | Low | 2038 | 18 |  | 2 |  | 10500 | 21000 | 35% | 28350
Major Systems | Bowl Air Handling Unit - Carrier - 47,000 CFM | Upper Bowl Seating | Mechanical | Air Distribution | High | 2027 | 20 |  | 8 |  | 564000 | 4512000 | 35% | 6091200
Major Systems | Support Air Handling Units - Carrier - Avg 16,000 CFM |  | Mechanical | Air Distribution | High | 2028 | 22 |  | 14 |  | 72500 | 1015000 | 35% | 1370250
Major Systems | Water Source Heat Pump - Avg 1,300 CFM |  | Mechanical | Air Distribution | Medium | 2029 | 18 |  | 130 |  | 12000 | 1560000 | 35% | 2106000
Major Systems | Exhaust Fans - General - Avg 10,420 CFM |  | Mechanical | Air Distribution | Medium | 2031 | 25 |  | 19 |  | 9000 | 171000 | 35% | 230850
Major Systems | Exhaust Fans - Garage - Avg 125,400 CFM |  | Mechanical | Air Distribution | Medium | 2031 | 25 |  | 2 |  | 40000 | 80000 | 35% | 108000
Major Systems | Exhaust Fans - Smoke - 68,000 CFM |  | Mechanical | Air Distribution | Medium | 2031 | 25 |  | 1 |  | 25000 | 25000 | 35% | 33750
Major Systems | Exhaust Fans - Grease - Avg 6,500 CFM |  | Mechanical | Air Distribution | Medium | 2031 | 25 |  | 18 |  | 14000 | 252000 | 35% | 340200
Major Systems | Air Curtains - Avg 2,500 CFM |  | Mechanical | Air Distribution | Medium | 2030 | 20 |  | 52 |  | 5000 | 260000 | 35% | 351000
Major Systems | VAV Boxes, Hot Water Reheat - Avg 2,100 CFM |  | Mechanical | Air Distribution | Medium | 2030 | 20 |  | 21 |  | 3000 | 63000 | 35% | 85050
Major Systems | Hydronic Hot Water Reheat Coils - Avg 1,050 CFM |  | Mechanical | Air Distribution | Medium | 2030 | 18 |  | 25 |  | 2500 | 62500 | 35% | 84375
Major Systems | Building Automation System - Siemens |  | Mechanical | Controls | Low | 2042 | 25 |  | 1 |  | 300000 | 300000 | 35% | 405000
Major Systems | Generator Replacement | Service Level | Electrical | Emergency Power | Medium | 2030 | 35 |  | 1 |  | 800000 | 800000 | 35% | 1080000
Major Systems | ATS Replacements (2500A) | Service Level | Electrical | Emergency Power | Medium | 2030 | 25 |  | 1 |  | 75000 | 75000 | 35% | 101250
Major Systems | ATS Replacements (400A) | Service Level | Electrical | Emergency Power | Medium | 2030 | 25 |  | 2 |  | 10000 | 20000 | 35% | 27000
Major Systems | UPS/Inverter battery replacement/maintained |  | Electrical | Emergency Power | High | 2026 | 5 |  | 1 |  | 50000 | 50000 | 35% | 67500
Major Systems | Electrical Main Switchgear | Service Level | Electrical | Power | Low | 2040 | 40 |  | 4 |  | 200000 | 800000 | 35% | 1080000
Major Systems | Main Switchgear Spare Breakers | Service Level | Electrical | Power | High | 2027 | 25 |  | 1 |  | 125000 | 125000 | 35% | 168750
Major Systems | Electrical Branch Distribution Replacement (During Renovations) |  | Electrical | Power | High | 2027 | 40 |  | 1 |  | 5000000 | 5000000 | 35% | 6750000
Major Systems | Bus Duct Maintenance |  | Electrical | Power | Medium | 2029 | 1 |  | 1 |  | 10000 | 10000 | 35% | 13500
Major Systems | Infrared Scanning |  | Electrical | Power | High | 2025 | 3 |  | 1 |  | 10000 | 10000 | 35% | 13500
Major Systems | Arc Flash Analysis for all Electrical Distribution Equipment |  | Electrical | Power | Medium | 2028 | 5 |  | 1 |  | 150000 | 150000 | 35% | 202500
Major Systems | Broadcast/Show Power Equipment Replacement |  | Electrical | Power | Low | 2032 | 25 |  | 17 |  | 20000 | 340000 | 35% | 459000
Major Systems | Network Lighting Control System |  | Electrical | Lighting Controls | High | 2027 | 15 |  | 1 |  | 1500000 | 1500000 | 35% | 2025000
Major Systems | Sports Lighting and Controls |  | Electrical | Lighting | Low | 2043 | 25 |  | 1 |  | 1600000 | 1600000 | 35% | 2160000
Major Systems | Lighting LED Upgrades (Front of House) |  | Electrical | Lighting | High | 2027 | 20 |  | 1 |  | 5000000 | 5000000 | 35% | 6750000
Major Systems | Lighting LED Upgrades (Back of House) |  | Electrical | Lighting | High | 2027 | 20 |  | 1 |  | 1500000 | 1500000 | 35% | 2025000
Major Systems | Premium Fixture Drivers |  | Electrical | Lighting | High | 2027 | 15 |  | 1 |  | 10000 | 10000 | 35% | 13500
Major Systems | Exterior Fixture Replacement |  | Electrical | Lighting | High | 2027 | 15 |  | 1 |  | 500000 | 500000 | 35% | 675000
Major Systems | Fire Alarm Testing/Maintained |  | Electrical | Fire Alarm | High | 2025 | 1 |  | 1 |  | 25000 | 25000 | 35% | 33750
Major Systems | Fire Alarm System (Including Devices) |  | Electrical | Fire Alarm | Low | 2040 | 18 |  | 1 |  | 2000000 | 2000000 | 35% | 2700000
Major Systems | Domestic Hot Water Boilers | Lower Bowl Seating | Plumbing | Domestic Hot Water | Low | 2030 | 15 |  | 2 |  | 75000 | 150000 | 35% | 202500
Major Systems | Domestic Hot Water Storage Tanks | Lower Bowl Seating | Plumbing | Domestic Hot Water | Low | 2030 | 15 |  | 2 |  | 20000 | 40000 | 35% | 54000
Major Systems | Domestic Hot Water Recirculation Pumps | Lower Bowl Seating | Plumbing | Domestic Hot Water | Low | 2035 | 25 |  | 2 |  | 7000 | 14000 | 35% | 18900
Major Systems | Domestic Booster Pump Packaged Skid | Service Level | Plumbing | Domestic Water | Low | 2040 | 25 |  | 1 |  | 60000 | 60000 | 35% | 81000
Major Systems | Sewage Ejector Pumps | Service Level | Plumbing | Sanitary Sewer | Low | 2035 | 15 |  | 4 |  | 5000 | 20000 | 35% | 27000
Major Systems | Plumbing Fixtures - Flush Valves |  | Plumbing | Plumbing Fixtures | Low | 2040 | 20 |  | 664 |  | 1000 | 664000 | 35% | 896400
Major Systems | Plumbing Fixtures - Showers |  | Plumbing | Plumbing Fixtures | High | 2026 | 20 |  | 60 |  | 500 | 30000 | 35% | 40500
Major Systems | Plumbing Fixtures - Faucets |  | Plumbing | Plumbing Fixtures | Low | 2040 | 20 |  | 272 |  | 500 | 136000 | 35% | 183600
Major Systems | Submersible Pumps - Parking Deck |  | Plumbing | Sanitary Sewer | Low | 2030 | 15 |  | 2 |  | 7000 | 14000 | 35% | 18900
Major Systems | Cast Iron Waste Piping | Service Level | Plumbing | Sanitary Sewer | Low | 2030 | 50 | 10000 |  | 20 |  | 200000 | 35% | 270000
Major Systems | Fire Pump - 150 HP - 2500 GPM | Service Level | Fire Protection | Fire Protection Equipment | High | 2027 | 30 |  | 1 |  | 100000 | 100000 | 35% | 135000
Major Systems | Jockey Pump | Service Level | Fire Protection | Fire Protection Equipment | High | 2027 | 30 |  | 1 |  | 5000 | 5000 | 35% | 6750
Major Systems | Sprinkler Piping | Service Level | Fire Protection | Sprinkler System | Low | 2030 | 30 | 400000 |  | 5 |  | 2000000 | 35% | 2700000
Major Systems | Ice Plant & Ice Floor Rebuild | Service Level | Ice Surface |  | Medium | 2030 | 30 |  | 1 |  |  | 5650000 | 35% | 7627500
[12 empty] | 0 | 35% | 0
[12 empty] | 0 | 35% | 0
[12 empty] | 0 | 35% | 0
[12 empty] | 0 | 35% | 0
[12 empty] | 0 | 35% | 0
[12 empty] | 0 | 35% | 0
[12 empty] | 0 | 35% | 0
[12 empty] | 0 | #REF!
Structure | Replace Joint Sealant (joint and cove) | Upper Bowl Seating |  |  | High | 2025 | 10 | 10800 |  | 7 |  | 75600 | 35% | 102060
Structure | Install Joint Sealant Covers | Upper Bowl Seating |  |  | High | 2025 | 20 | 900 |  | 150 |  | 135000 | 35% | 182250
Structure | Replace Traffic Coating | Upper Bowl Seating |  |  | Medium | 2038 | 15 | 102000 |  | 15 |  | 1530000 | 35% | 2065500
Structure | Replace Joint Sealant (joint and cove) | Lower Bowl Seating |  |  | High | 2025 | 10 | 14000 |  | 7 |  | 98000 | 35% | 132300
Structure | Install Joint Sealant Covers | Lower Bowl Seating |  |  | High | 2025 | 20 | 1200 |  | 150 |  | 180000 | 35% | 243000
Structure | Replace Traffic Coating | Lower Bowl Seating |  |  | Medium | 2036 | 15 | 98000 |  | 15 |  | 1470000 | 35% | 1984500
Structure | Clean and Coat Catwalk Framing - Isolated Locations | Canopy | Catwalk Level |  | Low | 2029 | 4 | 100 |  | 50 |  | 5000 | 35% | 6750
Structure | Clean and Coat MEP Framing | Upper Concourse | MEP Roof Area |  | High | 2025 | 10 | 50 |  | 50 |  | 2500 | 35% | 3375
Structure | Clean and Coat MEP Metal Screen | Upper Concourse | MEP Roof Area |  | High | 2025 | 10 | 200 |  | 50 |  | 10000 | 35% | 13500
Structure | Replace Traffic Coating | Suite Level | Plaza Annex Areas |  | Medium | 2031 | 15 | 6000 |  | 15 |  | 90000 | 35% | 121500
Structure | Replace Traffic Coating | Upper Press Level | Plaza Annex Areas |  | Medium | 2031 | 15 | 6000 |  | 15 |  | 90000 | 35% | 121500
Structure | Repair Granite Façade Panel Spall | Main Concourse | Southeast Façade |  | High | 2025 | 25 | 1 |  | 2000 |  | 2000 | 35% | 2700
Structure | Repair Overhead Concrete | Main Concourse |  |  | High | 2026 | 10 | 50 |  | 250 |  | 12500 | 35% | 16875
Structure | Clean and Coat Steel Elements | Throughout Garden Garage | Structural | Garage | High | 2025 | 3 | 1500 |  | 30 |  | 45000 | 35% | 60750
Structure | Repair Cracked, Spalled, and Delaminated Concrete Tripping Hazards | Throughout Garden Garage | Structural | Garage | High | 2026 | 3 | 50 |  | 120 |  | 6000 | 35% | 8100
Structure | Replace Above Grade Expansion Joint | Level P7 | Waterproofing | Garage | Medium | 2027 | 15 | 170 |  | 250 |  | 42500 | 35% | 57375
Structure | Replace Above Grade Expansion Joint | Levels P5 through P6 | Waterproofing | Garage | Medium | 2028 | 10 | 340 |  | 250 |  | 85000 | 35% | 114750
Structure | Repair on Grade and Below Grade Expansion Joint Headers | Levels P1 through P4 | Waterproofing | Garage | Medium | 2028 | 10 | 200 |  | 60 |  | 12000 | 35% | 16200
Structure | Install Sealant (Joint and Cove) | Level P7 | Waterproofing | Garage | High | 2025 | 5 | 2440 |  | 8 |  | 19520 | 35% | 26352
Structure | Install Sealant (Joint and Cove) | Level P2 through P6 | Waterproofing | Garage | High | 2026 | 5 | 12200 |  | 8 |  | 97600 | 35% | 131760
Structure | Seal Pipe Penetrations | Throughout Garden Garage | Waterproofing | Garage | High | 2026 | 10 |  | 100 |  | 120 | 12000 | 35% | 16200
Structure | Install Vehicle Barriers Around Stairwells | Throughout Garden Garage | Miscellaneous | Garage | High | 2024 | 20 |  | 1 |  | 16000 | 16000 | 35% | 21600
Structure | Repair Damaged CMU Walls | Levels P1 through P4 | Miscellaneous | Garage | High | 2026 | 5 | 20 |  | 90 |  | 1800 | 35% | 2430
Structure | Remove Helicopter Pad | Level P7 | Miscellaneous | Garage | Medium | 2028 | 30 |  | 1 |  | 5000 | 5000 | 35% | 6750
Structure | Restripe Garage | Throughout Garden Garage | Miscellaneous | Garage | High | 2025 | 5 |  | 1 |  | 35000 | 35000 | 35% | 47250
Structure | [11 empty] | 0 | 35% | 0
Structure | [11 empty] | 0 | 35% | 0
Structure | [11 empty] | 0 | 35% | 0
Structure | [11 empty] | 0 | 35% | 0
Structure | [11 empty] | 0 | 35% | 0
[12 empty] | 0 | #REF!
Technology | Infrastructure - LED Equipment Room Construction |  |  |  | High | 2025 | 25 |  | 1 |  | 95000 | 95000 | 35% | 128250
Technology | Infrastructure - Video Production Suite Construction |  |  |  | High | 2025 | 25 |  | 1 |  | 1600000 | 1600000 | 35% | 2160000
Technology | Bowl Audio - Speaker System (Speaker, Amp, DSP) |  |  |  | High | 2026 | 10 |  | 1 |  | 2200000 | 2200000 | 35% | 2970000
Technology | Bowl Audio - Mixing Console & Control |  |  |  | High | 2026 | 10 |  | 1 |  | 50000 | 50000 | 35% | 67500
Technology | Bowl Audio - Wireless Microphones & IEM Systems |  |  |  | High | 2026 | 10 |  | 1 |  | 30000 | 30000 | 35% | 40500
Technology | LED Displays - Center Hung Main Display |  |  |  | High | 2025 | 10 |  | 1 |  | 3500000 | 3500000 | 35% | 4725000
Technology | LED Displays - Center Hung Rings (2) |  |  |  | High | 2025 | 10 |  | 1 |  | 400000 | 400000 | 35% | 540000
Technology | LED Displays - Center Hung Hoist |  |  |  | High | 2025 | 30 |  | 1 |  | 300000 | 300000 | 35% | 405000
Technology | LED Displays - 360 Ribbon |  |  |  | Medium | 2027 | 10 |  | 1 |  | 2000000 | 2000000 | 35% | 2700000
Technology | LED Displays - Vomitory |  |  |  | Low | 2030 | 10 |  | 1 |  | 120000 | 120000 | 35% | 162000
Technology | LED Displays - Entry Tunnel |  |  |  | Low | 2030 | 10 |  | 1 |  | 80000 | 80000 | 35% | 108000
Technology | LED Displays - Scoring/Timing |  |  |  | High | 2025 | 10 |  | 1 |  | 200000 | 200000 | 35% | 270000
Technology | Broadcast Cabling |  |  |  | High | 2026 | 25 |  | 1 |  | 1200000 | 1200000 | 35% | 1620000
Technology | Production Suite - Broadcast Core Equipment |  |  |  | High | 2025 | 10 |  | 1 |  | 3000000 | 3000000 | 35% | 4050000
Technology | Production Suite - Low Post Control Room |  |  |  | High | 2025 | 10 |  | 1 |  | 600000 | 600000 | 35% | 810000
Technology | Production Suite - Studio |  |  |  | Medium | 2028 | 8 |  | 1 |  | 800000 | 800000 | 35% | 1080000
Technology | Ancillary AV - Televisions & IPTV |  |  |  | Low | 2032 | 8 |  | 1 |  | 1700000 | 1700000 | 35% | 2295000
Technology | Ancillary AV - AV Network & Headend |  |  |  | High | 2026 | 10 |  | 1 |  | 290000 | 290000 | 35% | 391500
Technology | Ancillary AV - Clubs & Lounges |  |  |  | High | 2026 | 10 |  | 1 |  | 1800000 | 1800000 | 35% | 2430000
Technology | Ancillary AV - Suites |  |  |  | High | 2026 | 10 |  | 1 |  | 790000 | 790000 | 35% | 1066500
Technology | Ancillary AV - Concourses and Entries |  |  |  | High | 2026 | 10 |  | 1 |  | 420000 | 420000 | 35% | 567000
Technology | Ancillary AV - Back of House |  |  |  | High | 2026 | 10 |  | 1 |  | 290000 | 290000 | 35% | 391500
Technology | Telecom - Additional Backbone Fiber |  |  |  | Medium | 2028 | 25 |  | 1 |  | 280000 | 280000 | 35% | 378000
Technology | Telecom - WAP Cabling Upgrade |  |  |  | Medium | 2028 | 25 |  | 1 |  | 490000 | 490000 | 35% | 661500
Technology | Security - Access Control Systems |  |  |  | High | 2026 | 12 |  | 1 |  | 400000 | 400000 | 35% | 540000
Technology | Security - Video Surveillance Cameras |  |  |  | High | 2026 | 8 |  | 1 |  | 750000 | 750000 | 35% | 1012500
Technology | Security - Video Network Equipment |  |  |  | Medium | 2028 | 6 |  | 1 |  | 40000 | 40000 | 35% | 54000
Technology | Security - Security Command Center Updates |  |  |  | High | 2026 | 25 |  | 1 |  | 100000 | 100000 | 35% | 135000
Technology | [11 empty] | 0 | 35% | 0
Technology | [11 empty] | 0 | 35% | 0
Technology | [11 empty] | 0 | 35% | 0
Technology | [11 empty] | 0 | 35% | 0
[12 empty] | 0 | #REF!
Vertical Transportation | Escalator #1 | Modernization |  |  | Medium | 2029 | 25 |  | 1 |  | 900000 | 900000 | 35% | 1215000
Vertical Transportation | Escalator #2 | Modernization |  |  | Medium | 2029 | 25 |  | 1 |  | 600000 | 600000 | 35% | 810000
Vertical Transportation | Escalator #3 | Modernization |  |  | Medium | 2029 | 25 |  | 1 |  | 900000 | 900000 | 35% | 1215000
Vertical Transportation | Escalator #4 | Modernization |  |  | Medium | 2029 | 25 |  | 1 |  | 900000 | 900000 | 35% | 1215000
Vertical Transportation | Escalator #1 LED demarcation lighting |  |  |  | High | 2024 | 25 |  | 1 |  | 2500 | 2500 | 10% | 2750
Vertical Transportation | Escalator #2 LED demarcation lighting |  |  |  | High | 2024 | 25 |  | 1 |  | 2500 | 2500 | 10% | 2750
Vertical Transportation | Escalator #3 LED demarcation lighting |  |  |  | High | 2024 | 25 |  | 1 |  | 2500 | 2500 | 10% | 2750
Vertical Transportation | Escalator #4 LED demarcation lighting |  |  |  | High | 2024 | 25 |  | 1 |  | 2500 | 2500 | 10% | 2750
Vertical Transportation | Elevator #1 | Modernization |  |  | High | 2027 | 25 |  | 1 |  | 450000 | 450000 | 35% | 607500
Vertical Transportation | Elevator #2 | Modernization |  |  | High | 2027 | 25 |  | 1 |  | 450000 | 450000 | 35% | 607500
Vertical Transportation | Elevator #3 | Modernization |  |  | High | 2027 | 25 |  | 1 |  | 450000 | 450000 | 35% | 607500
Vertical Transportation | Elevator #5 | Modernization |  |  | Medium | 2028 | 25 |  | 1 |  | 450000 | 450000 | 35% | 607500
Vertical Transportation | Elevator #6 | Modernization |  |  | Medium | 2028 | 25 |  | 1 |  | 500000 | 500000 | 35% | 675000
Vertical Transportation | Elevator #7 | Modernization |  |  | Medium | 2029 | 25 |  | 1 |  | 450000 | 450000 | 35% | 607500
Vertical Transportation | Elevator #8 | Modernization |  |  | Medium | 2029 | 25 |  | 1 |  | 450000 | 450000 | 35% | 607500
Vertical Transportation | Elevator #9 | Modernization |  |  | Medium | 2029 | 25 |  | 1 |  | 450000 | 450000 | 35% | 607500
Vertical Transportation | Elevator #10 | Modernization |  |  | Medium | 2029 | 25 |  | 1 |  | 450000 | 450000 | 35% | 607500
Vertical Transportation | [11 empty] | 0 | 35% | 0
Vertical Transportation | [11 empty] | 0 | 35% | 0
[12 empty] | 0 | #REF!
Roofs & Façade | Main Roof (Above Bowl) | Roof Membranes | Replacement |  | Low | 2047 | 25 | 196402 |  | 12.5 |  | 2455025 | 35% | 3314283.75
Roofs & Façade | Ring Roof - Level 7 | Roof Membranes | Replacement |  | Low | 2047 | 25 | 21355 |  | 12.5 |  | 266937.5 | 35% | 360365.625
Roofs & Façade | North Entrance - Level 3 | Roof Membranes | Replacement |  | Low | 2047 | 25 | 2142 |  | 12.5 |  | 26775 | 35% | 36146.25
Roofs & Façade | N Elevator Lobby | Roof Membranes | Replacement |  | Low | 2047 | 25 | 1248 |  | 12.5 |  | 15600 | 35% | 21060
Roofs & Façade | N Elevator Shaft-W | Roof Membranes | Replacement |  | Low | 2047 | 25 | 404 |  | 12.5 |  | 5050 | 35% | 6817.5
Roofs & Façade | N-Elevator Shaft-E | Roof Membranes | Replacement |  | Low | 2047 | 25 | 1055 |  | 12.5 |  | 13187.5 | 35% | 17803.125
Roofs & Façade | N-Club Level Entrance | Roof Membranes | Replacement |  | Low | 2047 | 25 | 1162 |  | 12.5 |  | 14525 | 35% | 19608.75
Roofs & Façade | NW-Stairwell Roof-Lower | Roof Membranes | Replacement |  | Low | 2047 | 25 | 199 |  | 12.5 |  | 2487.5 | 35% | 3358.125
Roofs & Façade | NW-Stairwell Roof-Upper | Roof Membranes | Replacement |  | Low | 2047 | 25 | 300 |  | 12.5 |  | 3750 | 35% | 5062.5
Roofs & Façade | W Half Round Roof | Roof Membranes | Replacement |  | Low | 2047 | 25 | 1861 |  | 12.5 |  | 23262.5 | 35% | 31404.375
Roofs & Façade | SW-Stairwell Roof-Lower | Roof Membranes | Replacement |  | Low | 2047 | 25 | 153 |  | 12.5 |  | 1912.5 | 35% | 2581.875
Roofs & Façade | SW-Stairwell Roof-Upper | Roof Membranes | Replacement |  | Low | 2047 | 25 | 205 |  | 12.5 |  | 2562.5 | 35% | 3459.375
Roofs & Façade | SE-Stairwell Roof-Lower | Roof Membranes | Replacement |  | Low | 2047 | 25 | 121 |  | 12.5 |  | 1512.5 | 35% | 2041.875
Roofs & Façade | SE-Stairwell Roof-Upper | Roof Membranes | Replacement |  | Low | 2047 | 25 | 193 |  | 12.5 |  | 2412.5 | 35% | 3256.875
Roofs & Façade | E-Entrance/Terrace Roof | Roof Membranes | Replacement |  | Low | 2047 | 25 | 1435 |  | 12.5 |  | 17937.5 | 35% | 24215.625
Roofs & Façade | NE-Mechanical Rm Roof | Roof Membranes | Replacement |  | Low | 2047 | 25 | 4495 |  | 12.5 |  | 56187.5 | 35% | 75853.125
Roofs & Façade | Corner Stairwells-L | Curtain-Wall | Replacement |  | Low | 2035 | 40 | 300 |  | 101 |  | 30300 | 35% | 40905
Roofs & Façade | Corner Stairwells-R | Curtain-Wall | Replacement |  | Low | 2035 | 40 | 400 |  | 101 |  | 40400 | 35% | 54540
Roofs & Façade | South Façade | Curtain-Wall | Replacement |  | Low | 2035 | 40 | 5500 |  | 101 |  | 555500 | 35% | 749925
Roofs & Façade | Half-Round+Terrace Walls | Curtain-Wall | Replacement |  | Low | 2035 | 40 | 5400 |  | 101 |  | 545400 | 35% | 736290
Roofs & Façade | Meeting/Banquet Room | Curtain-Wall | Replacement |  | Low | 2035 | 40 | 2000 |  | 101 |  | 202000 | 35% | 272700
Roofs & Façade | Elevator Lobby - Curved | Curtain-Wall | Replacement |  | Low | 2035 | 40 | 1210 |  | 101 |  | 122210 | 35% | 164983.5
Roofs & Façade | Elevator Lobby - North | Curtain-Wall | Replacement |  | Low | 2035 | 40 | 200 |  | 101 |  | 20200 | 35% | 27270
Roofs & Façade | Aluminum-Framed Double-Glazed | Windows | Replacement |  | Medium | 2030 | 35 | 225 |  | 85 |  | 19125 | 35% | 25818.75
Roofs & Façade | Aluminum-Framed Double-Glazed | Windows | Replacement |  | Medium | 2030 | 35 | 71 |  | 85 |  | 6035 | 35% | 8147.25
Roofs & Façade | Aluminum-Framed Double-Glazed | Storefront | Replacement |  | Low | 2035 | 40 | 10000 |  | 85 |  | 850000 | 35% | 1147500
Roofs & Façade | Anodized Alum - Glass | Doors | Replacement |  | Medium | 2030 | 35 |  | 22 |  | 6500 | 143000 | 35% | 193050
Roofs & Façade | [11 empty] | 0 | 35% | 0

## F&B Equipment
Levels |  |  |  |  | Event Level | Event Level | Event Level | Event Level | Event Level | Event Level | Event Level | Event Level | Event Level | Event Level | Event Level | Event Level | Event Level | Event Level | Event Level | Event Level | Event Level | Event Level | Event Level | Main Concourse | Main Concourse | Main Concourse | Main Concourse | Main Concourse | Main Concourse | Main Concourse | Main Concourse | Main Concourse | Main Concourse | Main Concourse | Main Concourse | Main Concourse | Main Concourse | Main Concourse | Main Concourse | Main Concourse | Main Concourse | Main Concourse | Main Concourse | Main Concourse | Main Concourse | Main Concourse | Main Concourse | Main Concourse | Main Concourse | Main Concourse | Main Concourse | Main Concourse | Main Concourse | Main Concourse | Club Level | Club Level | Club Level | Club Level | Club Level | Club Level | Club Level | Club Level | Club Level | Club Level | Suite Level | Suite Level | Suite Level | Suite Level | Suite Level | Suite Level | Upper Concourse | Upper Concourse | Upper Concourse | Upper Concourse | Upper Concourse | Upper Concourse | Upper Concourse | Upper Concourse | Upper Concourse | Upper Concourse | Upper Concourse | Upper Concourse | Upper Concourse | Upper Concourse | Upper Concourse | Upper Concourse | 7th Floors | 8th Floor | Suite Level | Suite Level | Suite Level | Suite Level | Suite Level | All Levels
Type (Permanent Stands, Portables, Kitchens) |  |  |  |  | Club | Bar | Kitchen | Permanent | Bar | Warehouse | Permanent | Kitchen | Warehouse | Media | Laundry Room | Pantry | Storage | Keg Room | Keg Room | Keg Room | Keg Room | Keg Room | Keg Room | Permanent | Amazon Market | Permanent | Permanent | Permanent | Permanent | Permanent | Permanent | Amazon Market | Permanent | Permanent | Permanent | Portable | Portable | Portables | Permanent | Portable | Portable | Portable | Portable | Portable | Portable | Portable | Portable | Amazon Market | Portable | Permanent | Permanent | Storage | Kitchen | Pantry | Permanent | Portable | Permanent | Portable | Permanent | Portable | Banquet Room | Portable | Portable | Permanent | Pantry | Storage | Portable | Portable | Pantry | Storage | Permanent | Permanent | Permanent | Permanent | Permanent | Permanent | Portable | Portable | Portable | Portable | Portable | Portable | Portable | Portable | Grab and Go | Permanent | Pantry | Suites | Office | Suites | Suites | Suites | Suites
Location (Section) | [23 empty] | 102 | 104 | 105 | 107 | 108 | 111 | 113 | 115 | 116 | 118 | 119 | 122 | 103 | 107 | Subs | 110 | 110 | Service Level Storage | 103 | 106 | 109 | 110 | 113 | 114 | 116 | 118 | North Club | South Club | South Club |  |  | Club | Club Level | East Club | Club Level | Club Level | Club Level | Club Level | Club Level | Club Level | West Club | Suite Level | Suite Level | Suite Level | Suite Level | Suite Level | Suite Level | 303 | 304 | 309 | 312 | 320 | 327 | 321 | 331 | 333 | 334 | 324 | 315 | 321 | 324 | 318 |  | 7th Floors | 8th Floor | Suite Level | Suites Level | Suite Level | Suite Level | Suite Level
Stand Number |  |  |  |  | Courtside Club | Courtside Club Bar | Courtside Club Kitchen | E107 | Oro Fino | Concessions Warehouse | Baseline | Main Kitchen | Premium Warehouse | Media Dinning | Laundry Room | South Pantry | Bone Yard | Wedge 1 South Pantry | Wedge 2 Zamboni | Wedge 2 ESS Office | Wedge 3 After Bathroom | Wedge 4 | Annex | 102 Crafters | 104 JWO | 105 Lardo | 107 Red Hots | 108 Kama'aina | 111 Crafters | 113 Sizzle Pie | 115 Killer Burger | 116 JWO | 118 Bap n Noodle | 119 Baes | 122 Sizzle Pie | B103 Pendelton | B107 Hornitos | Subs | Local Pour | B110 Ultra Bar | B116/B118Liqour Bar | P103 Kinnamons | P106 Plum Tasty | P109 Back Court BBQ | P110 Cookie Dough | P113 Popcorn | P114 ChaChaCha | P116 JWO | P118 Dunk Wrap | Taproom (North Bar) | Taproom (South Bar) | Taproom (South Storage) | Taproom Kitchen | A17 | Speck | ChaChaCha | East Club Bar | Crips | Ranch | Junction 5 | Rose Room | Salt n Straw CC205 | Sphere | West Club Bar | West Pantry | West Storage 4.18A | Suite Bar 41 | Skylight Bar | East Pantry | East Storage Pantry 4.8C | 303 Crafters | 304 Low Bar | 309 Sizzle Pie | 312 Yetis/Crafters | 320 Red Hot N Loaded | 327 Red Hot N Loaded/Closet | P321 ChaChaCha | P333 Know Spot | P333 Kaka'aina | P334 Zenners | B308 Hornitos | B315 Coors | B321 Tully Tavern | B324 Liquor Bar | B318 Grab and Go | Pines Bar | 7th Floors Pantry/Bar | Suites | Premium Office | Suites | Studio1-12 | Studio 13-24 | Party Suite 56 | Vending Machines
Concept (Grill, Italian, Bar, Etc.) |  |  |  |  | Courtside Club | Courtside Club Bar | Courtside Club Kitchen | Grille | Bar | Warehouse | Grill | Kitchen | [11 empty] | Grill | Market | Grill | Chicken Stand | Hawaiian | Grill | Pizza | Grill | Market | Asian | Chicken | Pizza | Bar | Bar | Dip-N-Dots, Lemonade, Nuts | Bar | Bar | Bar |  |  | BBQ | Dessert/Ice Cream | Popcorn | Mexican | Market |  | Bar | Bar | Storage | Kitchen | Pantry |  | Mexican | Bar |  |  |  | Kitchen |  |  |  | Suite Equipment | Suite Equipment | Suite Equipment | Suite Equipment | Suite Equipment |  | Grill | Bar | Pizza |  | Chicken | Chicken | Mexican | Snack | Haywain |  | Bar | Beer | Bar |  | Market | Bar |  | Blazer Suites | Blazer Suites | Blazer Suites | Blazer Suites | Blazer Suites | Blazer Suites | Coffee
Grouping | Item | Description | Manufacturer | Model | [90 empty] | Frequency of repairs & replacement in years | Condition of Equipment (Good, Fair, Poor) | Total
Bar | Margarita Machine - Single, Countertop |  | Frosty Factory | 137A | [12 empty] | 3 | [16 empty] | 2 | [60 empty] | 7 |  | 5
Bar | Dispenser, Wine |  | Wineemotion | S306623424201 |  |  |  |  | 2 | [49 empty] | 2 | [35 empty] | 7 |  | 4
Bar | Dispenser, Liquor |  | Wineemotion | S307700634501 |  |  |  |  | 1 | [85 empty] | 7 |  | 1
Bar | Bartender Station, With Ice Bin and Speed Rail | 30" | Perlick | TSD30ICB |  | 3 |  |  | 2 | [7 empty] | 1 | [21 empty] | 2 | 5 | [54 empty] | 20 |  | 13
Bar | Bar, Bartender Stations, ice well, hand sink, speed rail | 55" | Krowne/Perlick | [46 empty] | 4 | 4 | [5 empty] | 5 |  |  |  | 2 |  | 1 | 5 |  |  | 1 | [18 empty] | 3 | 1 |  |  |  | 2 | 2 |  |  | 15 |  | 30
Bar | Bar, Bartender Stations, ice well, hand sink, speed rail | 66" | Krowne/Perlick |  |  | 3 | [32 empty] | 2 | [24 empty] | 5 |  |  |  | 1 | [26 empty] | 15 |  | 11
Bar | Bartender Station. Storage, Top Shelf Blender Station | 12"w x 24" deep | Perlick | TSD12BLW |  | 1 | [88 empty] | 20 |  | 1
Bar | Bartender Station, 3 Comp Sinks - 60"W & 18-9/16"D | 60"x18 9/16" | Perlick | TS60M3-DB |  | 3 | [33 empty] | 5 | [54 empty] | 20 |  | 8
Bar | Bartender Station, 3 Compartment Sink | 6' | Perlick | [53 empty] | 1 | [29 empty] | 1 | [7 empty] | 20 |  | 2
Bar | Bartender Station, Hand Sink | 12" | Perlick | TS12HSN |  | 1 |  |  | 1 | [30 empty] | 5 | [54 empty] | 20 |  | 7
Bar | Bartender Station, Sink, Dump Sink | 12" | Perlick | TS12HS-STK |  | 1 | [33 empty] | 1 | [9 empty] | 1 | 1 | [43 empty] | 20 |  | 4
Bar | Bartender Station, Storage, Drainboard with Glass Rack |  | Perlick | 7055A-D |  |  |  |  | 2 | [40 empty] | 4 | 4 | [43 empty] | 15 |  | 10
Bar | Ice Bin, Insulated Underbar Ice Bin | 24" | Krowne | KR24-24-10 | [6 empty] | 2 | [28 empty] | 5 | [54 empty] | 15 |  | 7
Bar | Refrigerator, Glass Froster |  | Perlick | FR24 |  |  |  |  | 1 | [51 empty] | 2 | [24 empty] | 1 | [8 empty] | 10 |  | 4
Bar | Refrigerator, Back Bar | 1 door | Perlick/Beverage Air | [83 empty] | 1 | [7 empty] | 10 |  | 1
Refrig/Freezer | 36" , Black Counter Height Solid Door Back Bar Refrigerator | r refrigerator | Beverage-Air | BB68HC-1-B | [12 empty] | 1 | [79 empty] | 1
Bar | Refrigerator, Back Bar 60" | Bar 60 bar 60" | Perlick | BBS60 |  | 2 |  | 1 | [27 empty] | 1 |  |  |  |  | 2 |  | 2 | [6 empty] | 3 | 3 | [6 empty] | 2 |  |  | 2 |  | 2 | [27 empty] | 1 | 1 |  |  |  |  | 22
Bar | Refrigerator, Back Bar 72" | Bar 72 bar 72" | Perlick | BBSN72 |  |  |  |  | 2 | [23 empty] | 1 | [63 empty] | 3
Bar | Refrigerator, Back Bar 84" | Bar 84 bar 84" | Perlick | BBS84 |  | 1 | [10 empty] | 1 | [22 empty] | 4 | [16 empty] | 4 | 1 |  | 1 |  |  |  | 3 |  |  | 1 | 1 | [12 empty] | 1 | 1 | [8 empty] | 1 | 1 |  |  |  |  | 21
Bar | Refrigerator, Beer Slide Top | 60" | Perlick | BC60PG | [35 empty] | 2 | [18 empty] | 1 | [26 empty] | 3 | [10 empty] | 6
Bar | Refrigerator, Beer Slide Top | 96" | Perlick | BC96PG | [59 empty] | 1 | [30 empty] | 10 |  | 1
Bar | Storage, Liquor Cabinet | 12"x24" | Perlick | TS12ls |  | 3 | [88 empty] | 20 |  | 3
Bar | Refrigerator, Back Bar Pass Through |  | Perlick | PTS 60 RT | [81 empty] | 2 | [10 empty] | 2
Beer | Draft Beer System | QUICK CHILL POWER PAK, 1/3 HP | Perlick | 4404QC |  |  |  | 1 |  | 2 | [5 empty] | 2 |  |  | 3 | 2 |  | 4 | [16 empty] | 1 | [15 empty] | 2 | [16 empty] | 1 |  | 4 |  | 2 | [18 empty] | 10 |  | 24
Beer | Draft, Beer Tower - (2) Taps |  | Multiplex | [7 empty] | 4 | [12 empty] | 4 |  | 5 |  |  | 4 | 3 |  |  | 4 | 4 | 3 | [23 empty] | 2 | [11 empty] | 7 |  | 6 | 4 | 7 | 10 | [14 empty] | 1 | 1 |  |  | 10 |  | 69
Beer | Draft, Beer Tower - (3) Taps |  | Perlick | [57 empty] | 2 | [25 empty] | 1 | [9 empty] | 3
Beer | Draft, Beer Tower - (4) Taps |  | Perlick |  | 3 |  |  |  | 1 | [45 empty] | 2 |  | 5 | [6 empty] | 5 |  |  | 1 | 1 | [22 empty] | 1 | 1 |  |  | 10 |  | 20
Beer | Draft, Beer Tower - (5) Taps | [48 empty] | 4 | 4 | [43 empty] | 10 |  | 8
Beer | Draft, Beer Tower - (6) Taps | [14 empty] | 1 | [7 empty] | 4 |  |  |  | 4 |  |  |  |  | 1 | [5 empty] | 1 | [19 empty] | 3 | 2 | [25 empty] | 4 | [8 empty] | 10 |  | 20
Beer | Draft, Beer Tower - (7) Taps |  | Perlick | [12 empty] | 2 | [55 empty] | 2 | [24 empty] | 4
Beer | Draft, Beer Lines |  | Perlick |  | 3 |  |  |  | 1 | 35 | 4 |  |  |  |  | 12 |  |  | 15 | 10 | 29 | 0 |  | 8 |  | 5 |  | 4 | 4 | 3 |  |  | 5 | 4 | 3 |  |  |  | 1 | [10 empty] | 4 | 4 |  |  |  | 12 |  | 5 |  | 5 | 14 | 2 |  |  | 5 |  |  | 1 | 1 | 1 |  | 7 | 2 | 6 | 16 | 7 | 16 | [9 empty] | 16 | 1 |  |  |  | 2 | 2 |  |  | 10 |  | 275
Beer | Draft, Beer Draft Box (2 Keg) | 2 Keg | Perlick | [13 empty] | 3 | [18 empty] | 1 | 1 | [9 empty] | 2 | [36 empty] | 1 | [12 empty] | 8
Beer | Draft, Beer Draft Box (4 Keg) | 4 Keg (2) Double Tap Kegerator Beer Dispenser | Beverage Air | DD58HC-1-B-016 | 4 | [11 empty] | 6 | [22 empty] | 6 | 2 | [14 empty] | 1 | [6 empty] | 1 | [18 empty] | 1 | 1 | 1 | 2 | [5 empty] | 1 | 1 |  |  | 7 |  | 27
Beer | Draft, Beer Draft Box 5 Keg | 9' | Perlick | [52 empty] | 1 | [24 empty] | 1 | [13 empty] | 7 |  | 2
Carts | P.O.S. Cart; | 24x 36" | Carlisle/Cambro | [33 empty] | 1 |  |  | 5 |  |  | 2 |  |  | 1 |  |  |  |  | 4 | [45 empty] | 13
Carts | Cart, Packaged Beer | 4' | Iowa Roto Cast | [13 empty] | 3 | [58 empty] | 3 | [20 empty] | 6
Carts | Cart, Condiment with Ice Well | 6' | Gallery/Corsair | [21 empty] | 1 |  | 1 |  |  |  |  | 1 |  | 1 | [36 empty] | 1 |  |  | 1 | 1 | 2 | [9 empty] | 1 | [10 empty] | 10
Carts | Cart, Semi Circular Bar Top Portable | 7' | Custom | [86 empty] | 6 | [6 empty] | 6
Carts | Front Cart with (2) Ice Wells and Wood Front 9' | 9' | Corsair | [13 empty] | 2 | [18 empty] | 1 | 1 |  |  |  | 2 |  | 1 | [53 empty] | 7
Carts | Cart, with Sink, 69" Ice Cream Freezer | 9' | Gallery/Corsair | [13 empty] | 1 | [27 empty] | 1 | [51 empty] | 2
Carts | 9' Back Cart, 2 Drawer Hot holding, Undercounter Refrigerator and Storage | 9' | Gallery/Corsair | [43 empty] | 1 | [49 empty] | 1
Carts | Back Cart with sink 10" with sink | 10' | Corsair | [13 empty] | 1 | [18 empty] | 1 | 1 |  |  |  | 2 | 1 | 1 | [53 empty] | 7
Carts | 10' Cart, Hand sink, 3 Hot Wells, 2 Cold Wells, Undercounter Refrigerator | Canopy's are in Storage | [41 empty] | 2 |  |  | 2 | [49 empty] | 4
Carts | 10' Cart, Hand sink, Storage, Single Kegarator | 10' | [14 empty] | 1 | [79 empty] | 1
Carts | 10' Cart hand sink, With ventless hood 36" Griddle | 10' | [46 empty] | 1 | [47 empty] | 1
Carts | 10' Back Cart, Undercounter Cooler, Under Counter Warmer | 10' | [14 empty] | 1 | [24 empty] | 1 | [6 empty] | 1 | [47 empty] | 3
Carts | Cart, Food Back Counter | 10' | Gallery/Corsair | [75 empty] | 1 |  | 1 |  | 1 | 1 | 1 |  | 1 | [9 empty] | 6
Carts | Cart, Food with Sink, warmer, cold well and refrigerator | 10' | Gallery/Corsair | [73 empty] | 1 | 1 | 1 | 1 |  | 1 | 1 | 1 |  |  | 1 | [9 empty] | 8
Carts | 12' Popcorn Cart, Sink, Butter Warmer, storage and Popper | 12' | [43 empty] | 1 | [50 empty] | 1
Carts | 12'-05" Cart , Drop-in Cold Wells (2), Drop-in Hot Well (2), Warming Drawers (2 drawers) | 12 1/2' | [14 empty] | 1 | [79 empty] | 1
Carts, Subcontractors | Dip and Dots | Cart with awing and deep freezer 5' | NIKEC | [34 empty] | 2 | [58 empty] | 2
Carts, Subcontractors | Lemonade | Cart with awing 5' | NIKEC | [34 empty] | 1 | [58 empty] | 1
Carts, Subcontractors | Nuts | front cart with a roster | NIKEC | [34 empty] | 1 | [58 empty] | 1
Carts | Cart, Dessert $12,300 in 2023 | 60" | Gallery/Levy | [13 empty] | 1 | [51 empty] | 1 | [27 empty] | 2
Carts | Cart, Flat Bed | 5' | Carlisle/Cambro | [6 empty] | 2 |  | 2 | [52 empty] | 2 |  |  |  | 2 | [27 empty] | 8
Carts | Cart, Ice |  | Carlisle/Cambro | [12 empty] | 1 | [36 empty] | 1 | [11 empty] | 2 |  |  |  | 2 | [16 empty] | 3 | [10 empty] | 9
Carts | Cart, Utility | 4' | Carlisle/Cambro | [8 empty] | 4 |  |  |  | 1 | [7 empty] | 1 |  |  |  | 1 | [5 empty] | 1 | [16 empty] | 1 |  |  |  |  | 1 | [8 empty] | 15 |  |  |  | 15 | [17 empty] | 3 | [9 empty] | 43
CO2 | Central CO2 System | Not in use loading dock | [7 empty] | 1 | [63 empty] | 0 | 0 | [21 empty] | 1
CO2 | CO2 Nitrogen Blender | [63 empty] | 1 |  |  |  | 1 |  |  |  |  | 1 | [22 empty] | 3
Coffee | Coffee, Double Station Coffee Brewer |  | Fetco | CBS-2231/2052e/2131 |  |  | 1 | 1 |  | 1 |  |  |  | 1 |  |  | 1 | [6 empty] | 2 | [26 empty] | 1 |  | 1 | [7 empty] | 1 |  |  |  | 1 |  |  |  | 1 |  | 2 |  |  | 1 | 1 | [21 empty] | 16
Coffee | Coffee, Maker, Espresso | Nouva | Simoneli | [13 empty] | 4 | [47 empty] | 1 |  |  |  | 1 | [5 empty] | 1 | [21 empty] | 7
Coffee | Coffee, Vending Machines $6910 ea. 2023 | Single | Coti | [90 empty] | 8 |  |  | 8
Coffee | Coffee, Grinder | Maxxar | Super Jolly | [61 empty] | 1 |  |  |  | 1 | [27 empty] | 2
Cooking Equipment | Broiler, Gas, Double Deck Overfired | 36" | Montague | 236W36 |  |  | 1 | [89 empty] | 1
Cooking Equipment | Charbroiler, Gas, w/ Stand, 48" | 48" | Vulcan | MSA48-101 | [48 empty] | 1 | [21 empty] | 1 | [21 empty] | 2
Cooking Equipment | Gas Low Profile 60" Radiant Charbroiler | 60" | Vulcan | VCCB60 | [7 empty] | 1 | [84 empty] | 1
Cooking Equipment | Griddle, Gas, w/ Stand - 24" | 24" | Vulcan | 948RX-101 | [12 empty] | 1 | [79 empty] | 1
Cooking Equipment | Griddle, Gas, w/ Stand - 36" | 36" | Vulcan | MSA36-101 | [19 empty] | 2 | 1 | 2 |  | 1 | 1 |  | 2 | [21 empty] | 1 | [6 empty] | 1 | [10 empty] | 1 |  |  | 1 | [5 empty] | 1 | [16 empty] | 14
Cooking Equipment | Grill, Hot Dog Roller Grill - 36" | 36" | Nemco | [13 empty] | 5 | [9 empty] | 1 |  |  |  |  | 1 | [41 empty] | 1 | 1 | 1 | [20 empty] | 10
Cooking Equipment | Cheese Melter | Electric, Wall Mounted | Vulcan | 1036-1 |  |  |  | 1 |  | 4 | [86 empty] | 5
Cooking Equipment | Induction Warmer | Single Warmer | Cook Tech B651-U |  | 1 | [55 empty] | 4 |  | 4 | [15 empty] | 1 | [17 empty] | 10
Cooking Equipment | Drop-In, Induction Warming Unit-Double | Double Warmer | Cook Tech | MCD25000 | 3 | [11 empty] | 1 | [51 empty] | 1 | [27 empty] | 5
Cooking Equipment | Fryer, Oil Vac | C-3 Greaser Container | [9 empty] | 1 | [84 empty] | 1
Cooking Equipment | 4 Unit Floor Fryer System with Millivolt Controls and KleenScreen Filtration |  | Vulcan | 4GR45MF-1 | [7 empty] | 1 | [84 empty] | 1
Cooking Equipment | Fryer, Deep Fat, Gas w/Filter | 65-70LB LG SERIES GAS FREESTANDING FRYER | Vulcan | LG500 |  |  |  | 2 |  |  | 1 | [5 empty] | 5 | [6 empty] | 2 | [9 empty] | 6 | [25 empty] | 1 | [10 empty] | 3 |  |  | 3 | 3 | [21 empty] | 26
Cooking Equipment | Fry, Dump Station |  | Vulcan | VX15 |  |  |  | 1 | [25 empty] | 2 | [25 empty] | 1 | [10 empty] | 2 |  |  | 2 | 2 | [21 empty] | 10
Cooking Equipment | Fryer, Deep Fat, Gas w/Filter | 50LB LG SERIES GAS FREESTANDING FRYER | Vulcan | LG400 |  |  | 3 | [9 empty] | 4 | [6 empty] | 1 |  | 3 |  | 3 | 3 |  | 2 | [21 empty] | 1 | [43 empty] | 20
Cooking Equipment | Fry Dump Station |  | Vulcan | VX21 |  |  | 1 | [9 empty] | 1 | [6 empty] | 1 |  | 2 |  | 1 | 1 |  | 1 | [21 empty] | 1 | [43 empty] | 9
Cooking Equipment | Oven, Combi 20 Pan Full-Size |  | Rational | SCC WE 202G | [7 empty] | 2 | [40 empty] | 1 | [43 empty] | 3
Cooking Equipment | Oven, Convection (Single Unit) |  | Vulcan | [52 empty] | 1 | [40 empty] | 1
Cooking Equipment | Oven, Convection (Double Stack Unit) |  | Vulcan | VC4GD-SEFCDB5 | ` |  | 1 | 1 |  |  |  | 3 |  |  |  |  | 1 | [10 empty] | 1 | [26 empty] | 1 |  |  |  | 1 Bad | 1 Bad | 1 | [35 empty] | 9
Cooking Equipment | Oven, Conveyor (Pizza) (Double Stack Unit) | All Impingers in the building are in poor conditions | Lincoln | 1450 | [25 empty] | 1 |  |  |  |  | 1 | [37 empty] | 2 | [23 empty] | 4
Cooking Equipment | Oven, Microwave | RFS 11B | Amana | [6 empty] | 1 | [45 empty] | 1 Broken | [8 empty] | 1 |  |  |  | 1 | [27 empty] | 3
Cooking Equipment | Oven, Panini Press | Double | Star Pro Max 3' | [13 empty] | 10 | [38 empty] | 1 | [40 empty] | 11
Cooking Equipment | Oven, Pizza Deck | Double Deck | Blodgett | [55 empty] | 1 | [37 empty] | 1
Cooking Equipment | Oven, Pizza | Not is use | Earth Stone | PAGW-160 | 1 | [53 empty] | 1 | 1 | [36 empty] | 3
Cooking Equipment | Oven, Pretzel Drawer Cook |  | Gold Medal | [71 empty] | 2 | [21 empty] | 2
Cooking Equipment | Oven, Rapid Cook |  | Turbo Chef | [52 empty] | 1 broken | [20 empty] | 1 | [19 empty] | 1
Cooking Equipment | Range, 2 French Plates 36" Gas and Standard Oven |  | Vulcan | V2FT36S | [7 empty] | 1 | [84 empty] | 1
Cooking Equipment | Range, Gas, 6-Burner, 2 Convection Base and 36" Griddle |  | Vulcan | 72CC-6B36GN |  |  | 1 | [45 empty] | 1 | [43 empty] | 2
Cooking Equipment | Range 8 Burner 48" Gas Range with 2 Standard Ovens |  | Vulcan | 48SS-8BN | [7 empty] | 2 | [84 empty] | 2
Cooking Equipment | Rice Cooker, Electronic |  | Town | 57130 | [23 empty] | 4 | [68 empty] | 4
Cooking Equipment | Smoker- Southern Pride | 65,000 BTU | Southern Pride | 986SRG400 | [7 empty] | 2 | [84 empty] | 2
Cooking Equipment | Steamer | Counter Top E2-5 | South Bend/Accutemp | [56 empty] | 1 | [36 empty] | 1
Cooking Equipment | Tilt Skillet, Gas - 40 Gal Cleveland |  | Cleveland | SGL-40-T1 | [7 empty] | 3 | [84 empty] | 3
Counters, Stainless Steel | Counters, Stainless Steel Front | 25.2' | Fabricated |  |  |  |  | 25 |  |  | 25 |  |  |  |  | 2 | [7 empty] | 30 |  | 30 | 30 |  |  | 26 | 26 | 30 | 26 | 26 | 26 | [15 empty] | 26 | [19 empty] | 36' | 26' | 40' | 34' | 40' | [21 empty] | 328
Counters, Stainless Steel | Counters, Stainless Steel Back with Under Cabinets | 26.3' | Fabricated |  |  |  |  | 26 | [15 empty] | 30 | 26 | 26 | 26 |  |  | 26 | 26 |  | 26 | 26 | 26 | [35 empty] | 36' | 20' | 36' | 34' | 36' | [21 empty] | 264
Heated Shelf / Displays | Heated Food Display 24" | 24" | Nemco | [13 empty] | 6 | [37 empty] | 1 | [5 empty] | 1 | [16 empty] | 1 | [18 empty] | 9
Heated Shelf / Displays | Heated Shelf, Service Case - 32''D |  | Structural Concepts | B2432H | [20 empty] | 2 | [6 empty] | 2 | [64 empty] | 4
Heated Shelf / Displays | Heated Shelf, Slanted, 36" | 36" | Hatco | [13 empty] | 2 | [53 empty] | 2 |  |  |  |  | 2 | [20 empty] | 6
Heated Shelf / Displays | Heated Shelf, Slanted, 40" | 40" | Hatco | [70 empty] | 1 | 1 | [21 empty] | 2
Heated Shelf / Displays | Heated Shelf, Slanted, 44" | 44" | Hatco | [26 empty] | 2 |  |  | 2 |  | 2 | [38 empty] | 1 | [22 empty] | 7
Heated Shelf / Displays | Heated Shelf, Slanted, 48" |  | Hatco | HXMH-48D |  |  |  | 1 | [22 empty] | 2 | [10 empty] | 2 | [54 empty] | 5
Heated Shelf / Displays | Heated Shelf, Slanted, 52 |  | Hatco | HXMS-52 | [12 empty] | 1 | [8 empty] | 1 | [7 empty] | 2 | [20 empty] | 1 | [17 empty] | 2 | [23 empty] | 7
Heated Shelf / Displays | Heated Shelf, Slanted, 60" |  | Hatco | HXMS-60 |  |  | 1 | [16 empty] | 1 |  | 1 | 2 | 2 | 1 | [29 empty] | 1 | [15 empty] | 1 | [21 empty] | 10
Heated Shelf / Displays | Infrared Warmer 60" | 60" | Hatco | GRA-60 |  |  | 1 | [45 empty] | 2 | [43 empty] | 3
Heated Shelf / Displays | Infrared Warmer Strip, Over Head | 96" | Hatco | GRA-96 |  |  | 3 | [89 empty] | 3
Heated Shelf / Displays | Drop-In, 1 Pan Hotel Food Well with Drain |  | Hatco |  |  |  |  | 1 | [16 empty] | 1 | [51 empty] | 1 | [19 empty] | 3
Heated Shelf / Displays | Drop-In, Hot Food Well with Thermostatic Control and Drain |  | WELLS | MOD-200DM | [6 empty] | 2 | [14 empty] | 1 | [70 empty] | 3
Heated Shelf / Displays | Drop-In, 4 Pan Hotel Food Well with Drain |  | Wells | MOD400TDM |  |  | 1 | 1 | [16 empty] | 3 |  | 2 | [5 empty] | 2 | [63 empty] | 9
Heated Shelf / Displays | Steam Well, 1 Well, Counter-Top |  | Vollrath | [21 empty] | 1 | [6 empty] | 1 | [22 empty] | 1 | 1 |  |  | 1 | [37 empty] | 5
Heated Shelf / Displays | Steam Well, 2 Well, Counter-Top |  | Vollrath | [13 empty] | 2 | [37 empty] | 1 |  |  | 1 | [18 empty] | 1 | [19 empty] | 5
Heated Shelf / Displays | Steam Well, 4 Wells - Hot Food Table |  | Wells | MOD-400DM |  |  | 1 | [20 empty] | 1 |  |  | 2 | [11 empty] | 1 | [12 empty] | 1 | [40 empty] | 6
Heated Shelf / Displays | Dispenser, Nacho Cheese (Counter-Top) | N.I.K.E.C. (BY PURVEYOR) | GEHL'S | [12 empty] | 1 | [80 empty] | 1
Holding Equipment | Heated Food Display 36" |  | Advantco | [51 empty] | 1 | [41 empty] | 1
Holding Equipment | Large Humidified Warming Cabinet- for Pretzels |  | Gold Medal | 5550PR |  |  |  | 1 | [8 empty] | 2 | [7 empty] | 1 |  | 2 |  |  |  |  | 1 | [45 empty] | 1 | [18 empty] | 8
Holding Equipment | Drawer Warmer, 2 Drawers |  | Hatco | HDW2 | [28 empty] | 3 | [35 empty] | 1 | [27 empty] | 4
Holding Equipment | Drawer Warmer, 3 Drawers |  | Hatco | HDW3 | [12 empty] | 8 | [7 empty] | 1 |  | 2 | [32 empty] | 1 | [13 empty] | 2 | 3 | [21 empty] | 17
Holding Equipment | Warming Cabinet, Under Counter | 1/2 Height | Crescor | H137SUA50 | 1 | [47 empty] | 1 | [43 empty] | 2
Holding Equipment | Insulated, Stainless Steel Undercounter Hot Holding Cabinet | 1/2 Height | Crescor | H-137-SUA-SD | [26 empty] | 1 | [65 empty] | 1
Holding Equipment | Heated Mobile, Cabinet - Half Ht |  | Metro | C535-CLFS-U | [5 empty] | 4 | 1 | [5 empty] | 1 | [6 empty] | 2 | 1 | 2 | 1 |  |  |  |  | 1 |  |  | 1 | [20 empty] | 1 |  |  |  | 1 | 2 | [12 empty] | 1 |  |  |  |  | 1 | 1 | [16 empty] | 21
Holding Equipment | Banquet Cart, Warming, 2-Door |  | F.W.E. | [13 empty] | 1 | [79 empty] | 1
Holding Equipment | Holding Cabinet, Alto-Shaam | Full Height | Alto-Shaam | 500-S 208/240/1 | [10 empty] | 1 |  | 3 | [25 empty] | 1 |  |  |  |  | 1 | [48 empty] | 6
Holding Equipment | Heated Mobile, Cabinet - Full Ht | Full Height | Metro | C539-HFS-U |  |  |  | 1 |  | 15 | 1 |  |  |  |  | 1 | [7 empty] | 2 |  | 2 |  | 2 |  | 2 |  |  | 1 |  | 2 | [6 empty] | 2 | 1 | 1 |  |  | 2 | [7 empty] | 1 | 2 |  |  | 1 | 1 |  |  |  |  | 1 |  |  |  | 1 |  | 1 |  | 2 | [13 empty] | 1 | [9 empty] | 46
Ice | Ice Maker, w/ out Bin - 500lbs (Air Cooled) |  | Hoshizaki | KMD530MAH | [7 empty] | 1 |  |  |  |  | 1 | [21 empty] | 1 | [25 empty] | 1 |  |  |  | 1 |  |  | 1 | [24 empty] | 6
Ice | Ice Maker, w/ out Bin - 650lbs (Water Cooled) |  | Hoshizaki | KM-650MWH |  |  |  | 2 | [5 empty] | 1 | [9 empty] | 2 |  | 2 | 3 | 2 | 2 | 2 |  |  | 2 | 2 | 2 | [17 empty] | 1 |  | 1 | [31 empty] | 1 | [9 empty] | 25
Ice | Ice Maker, w/ out Bin - 1,300lbs (Air Cooled) |  | Hoshizaki | KM-1301SWH | [6 empty] | 1 | [14 empty] | 1 | [27 empty] | 1 | [42 empty] | 3
Ice | Ice Bin, - 600lbs |  | Follett | [8 empty] | 1 |  | 1 |  |  | 1 | [21 empty] | 1 | [13 empty] | 1 |  | 1 | [9 empty] | 1 |  |  |  | 1 |  |  | 1 | [14 empty] | 1 | [9 empty] | 10
Ice | Ice Bin, - 1,300lbs |  | Follett |  |  |  |  | 1 |  |  | 1 | [12 empty] | 1 |  |  | 1 | 1 | 1 | 1 |  |  | 1 | 1 | 1 | [24 empty] | 1 | 1 | [35 empty] | 12
Ice | Ice Maker, W/ out Bin- 2,600lbs (Air Cooled) |  | Voght | HE30S | [5 empty] | 1 | [86 empty] | 1
Ice | Ice Maker, Flaker W/Bin | Water Cooled | Hoshizaki | F-1501MWJ |  |  | 1 | [89 empty] | 1
Ice | Ice Maker, w/ out Bin - 1300lbs (Water Cooled) | Water Cooled | Hoshizaki | KM-1301SWH |  |  |  | 1 | [51 empty] | 1 | 1 | [35 empty] | 3
Ice Bins | Ice Bin, Service Station Ice Chest- 30"W/Dual Cold Plate |  | Perlick | SS30IC20 |  | 1 |  |  | 1 | [87 empty] | 2
Ice Bins | Ice Bin, 2600lbs | 4 | Mannhardt | 2601-2 | [5 empty] | 1 | [86 empty] | 1
Ice Cream | Ice Cream, Cabinet | 43" | Master Bilt/Electrolux | [13 empty] | 2 | [44 empty] | 2 | [10 empty] | 1 | 1 | [22 empty] | 6
Ice Cream | Ice Cream, Soft Serve Dispenser | C71327 F Twin Flavor | Taylor | [75 empty] | 1 | [17 empty] | 1
Ice Cream | Ice Cream, Cone Display | Model 8211 | Gold Medal | [58 empty] | 2 | [34 empty] | 2
Ice Cream | Ice Cream, Waffle Cone Iron |  | Gold Medal | [21 empty] | 1 | [36 empty] | 2 | [34 empty] | 3
Kitchen Equipment | 60 Qt. Planetary Floor Mixer with Guard & Standard | 60 qt $7500 in 2021 | Hobart | P660 | [6 empty] | 2 | 1 | [84 empty] | 3
Kitchen Equipment | 36 oz. Dough Rounder | 36 oz $6278 in 2021 | Sommerset | SDR-400 | [6 empty] | 1 | [85 empty] | 1
Kitchen Equipment | Countertop Mixer 10QT | 10 qt | Global | SP10 | [7 empty] | 1 | [84 empty] | 1
Kitchen Equipment | Rack, Speed Rack |  | Metro |  |  |  | 9 |  |  | 16 | 5 | 55 | [12 empty] | 1 | 1 |  |  |  | 1 |  | 1 | [12 empty] | 1 | [7 empty] | 1 | [5 empty] | 2 | 2 | [15 empty] | 1 | [20 empty] | 96
Kitchen Equipment | Slicer | 1c slicer | Berkel | X13F-Plus | [7 empty] | 1 | [84 empty] | 1
Kitchen Equipment | Robot Coupe | 2u coupe | M20 | [8 empty] | 2 | [84 empty] | 2
Laundry | Rack, Track Rack 14' | 4 ' | [12 empty] | 1 | [81 empty] | 1
Laundry | Steam Presser | s presser | [12 empty] | 1 | [81 empty] | 1
Laundry | Dryer | $5035 ea. in 2019 | Dexter Laundry | T-80 | [10 empty] | 3 | [81 empty] | 3
Laundry | Washer | $12,500 ea. in 2019 | Dexter Laundry | T-950 | [10 empty] | 3 | [81 empty] | 3
Menu Boards | Menu Boards, Digital TV's | 6' | [21 empty] | 3 | 2 | [31 empty] | 4 |  |  |  | 4 | [9 empty] | 1 |  | 1 | 1 | 1 | 1 | [20 empty] | 18
Menu Boards | Menu Boards, Digital TV's | 37"L x 42" diag | [23 empty] | 8 |  | 7 |  | 7 | 8 |  | 10 | 7 | 7 |  |  |  |  | 4 | [10 empty] | 4 | [19 empty] | 5 |  | 6 |  | 7 | 7 | [20 empty] | 87
Office | Office Furniture, Desk and Chair | 5' | [71 empty] | 3 | [14 empty] | 8 | [7 empty] | 11
Office | Office Furniture, Desk Top Computers with 2 Monitors ea. | 9Desk Top Computers with 2 ea. | [7 empty] | 14 |  | 9 | [76 empty] | 8 | [7 empty] | 31
Office | Two-Way Radio Motorola | 5r Motorola |  | 32 | [7 empty] | 5 | [84 empty] | 5
Office | Filling Cabinets | e cabinets | [7 empty] | 9 | [86 empty] | 9
Office | Currency Counter | t counter | [7 empty] | 3 | [86 empty] | 3
Popcorn | Popcorn Machine w/ 8 oz Kettle & Red Dome | 8 oz | Gold Medal | 2660 | [9 empty] | 1 |  | 1 | [80 empty] | 2
Popcorn | Popcorn Machine w/ Deluxe 16 oz Kettle & Stainless Dome | 16 oz | Gold Medal | 2102EST |  |  |  | 1 |  |  | 2 | [5 empty] | 1 | [6 empty] | 2 | 2 |  | 2 | [18 empty] | 2 | [28 empty] | 1 | 2 | [20 empty] | 15
Popcorn | Popcorn Popper (24 oz), Floor, Large | large | GOLD MEDAL | [22 empty] | 2 | [16 empty] | 1 |  | 1 | [9 empty] | 1 | [22 empty] | 1 | [18 empty] | 6
Popcorn | Popcorn Popper (32 oz), Floor, Large | large | GOLD MEDAL | [55 empty] | 1 | [37 empty] | 1
Popcorn | Twin Pro Plant 48oz. Popper w/Pump | twin pro plant 48oz | Gold Medal | 2235E | [6 empty] | 1 | [7 empty] | 1 | [5 empty] | 3 | [6 empty] | 2 | [64 empty] | 7
POS | POS | POS System | Qty 266 | [93 empty] | 266
POS | Amazon Go | Overhead Camera System (estimated 800k) Sensors and Registers | [8 empty] | 1 | [13 empty] | 3 | [6 empty] | 3 | [15 empty] | 4 | [48 empty] | 11
POS | Handhelds | l handhelds |  | 15 | [92 empty] | 15
POS | Grab and Go | Old Self Serve POS Units | [14 empty] | 20 | [79 empty] | 20
Refrig/Freezer | Freezer, Blast Chiller | Growing Mold | [9 empty] | 1 | [84 empty] | 1
Refrig/Freezer | Freezer, Chest Mobile | i mobile | Continental Refrig | [10 empty] | 1 | [82 empty] | 1
Refrig/Freezer | Freezer, Countertop Display | p display | Excellence | CTF-3HC |  |  |  | 1 | [15 empty] | 1 | [72 empty] | 2
Refrig/Freezer | Freezer, Counter Top Display with Swing Door - 3.2 cu. ft. | op Display with Swing Door - 3.2 ft. | Excellence | CTF-3HC | [12 empty] | 4 | [79 empty] | 4
Refrig/Freezer | Freezer, Reach-In (1-Door) | (1 door) | True | T-23F | [9 empty] | 1 | [13 empty] | 1 |  | 1 | 1 |  |  |  | 1 | [17 empty] | 1 | [11 empty] | 1 |  |  |  | 1 | [6 empty] | 2 | [12 empty] | 3 | [7 empty] | 13
Refrig/Freezer | Freezer, Reach-In (2-Door) | (2 door) | Beverage Air | HBF49HC-1 |  |  |  | 1 | [15 empty] | 1 |  |  |  | 1 | 1 |  | 1 | [13 empty] | 1 | [51 empty] | 6
Refrig/Freezer | Freezer, Reach-In (2-Door) | (2 door) | Hoshizaki | CF2S-FS | [5 empty] | 2 | [15 empty] | 1 | 1 |  |  |  |  | 1 |  | 2 | [18 empty] | 2 |  | 1 |  |  |  |  | 2 | [26 empty] | 1 | [9 empty] | 13
Refrig/Freezer | Freezer, Reach-In , Two Section Upright, Full Stainless Doors with Lock |  | Hoshizaki | CF2S-FS |  | 1 | [90 empty] | 1
Refrig/Freezer | Freezer, in Counter |  | Silver King | SKCTMD1 |  |  | 1 | [35 empty] | 1 | [9 empty] | 1 | [6 empty] | 1 | [36 empty] | 4
Refrig/Freezer | Freezer, Undercounter - 2 Door - 48" Wide | 2 Door - 48 in. wide | Continental Refrig | [12 empty] | 1 | [80 empty] | 1
Refrig/Freezer | Refrigerator, Countertop Display |  | Beverage Air | CT96-1-B-LED | [6 empty] | 1 | [5 empty] | 1 | [6 empty] | 3 |  |  |  |  | 3 | 1 | 1 |  | 1 | [17 empty] | 1 |  | 2 | [17 empty] | 2 |  |  | 1 | 2 | [12 empty] | 8 | [8 empty] | 27
Refrig/Freezer | Refrigerator, Drop-in 60" Counter Counter Cold Salad | Drop-in 60 in. | [11 empty] | 1 | [22 empty] | 1 | [59 empty] | 2
Refrig/Freezer | Refrigerator, Bottle Cooler, 1 Door (Full Ht w/ Glass Front) |  | Hoshizaki | RM-26-HC | [28 empty] | 1 | [8 empty] | 1 |  |  |  | 1 | 2 | [49 empty] | 5
Refrig/Freezer | Refrigerator, Reach-In (1-Door) | 118 Bap-n-Noodles not working | Hoshizaki | CR1S-FS | [28 empty] | 1 | [5 empty] | 1 | [15 empty] | 1 | 1 |  |  |  |  | 1 | [13 empty] | 1 |  |  | 2 | 1 | [6 empty] | 1 | [10 empty] | 10
Refrig/Freezer | Refrigerator, 1 Door Retro Look |  | Smeg | FAB 23UCRR1 | [67 empty] | 2 |  |  | 1 | [21 empty] | 3
Refrig/Freezer | Refrigerator, Black Horizontal Bottle Cooler |  | True | TD-24-07 | [34 empty] | 1 |  |  | 1 |  | 2 | [52 empty] | 4
Refrig/Freezer | Refrigerator, Reach-In (2-Door) |  | Victory | RSA-2D-S& | [9 empty] | 1 | [9 empty] | 1 |  | 1 | 1 |  | 1 | 1 |  |  |  | 2 | 2 | [19 empty] | 1 | 2 |  |  | 3 | 1 | 2 | [9 empty] | 2 |  |  | 1 | 1 | [9 empty] | 3 | [5 empty] | 2 | 2 |  |  |  |  | 30
Refrig/Freezer | Refrigerator, Reach-In (2-Door) |  | Victory | RS-2D-S1 |  |  |  | 1 | [17 empty] | 1 |  | 1 |  |  | 1 | 2 | 1 | [63 empty] | 7
Refrig/Freezer | Reach-In Refrigerator (2-Door) |  | Victory | FS-2D-S7 | [6 empty] | 1 | [13 empty] | 2 |  |  |  |  | 1 | [34 empty] | 4 |  |  |  | 4 |  | 1 |  | 2 | 1 | 1 | 1 | [8 empty] | 1 | [11 empty] | 19
Refrig/Freezer | Refrigerator, Reach-In (4-Door) |  | Victory | RSA-2D-S7-HD |  |  | 1 |  |  |  | 1 | [13 empty] | 1 | [71 empty] | 3
Refrig/Freezer | Refrigerator, Glass Door Merchandiser with LED Lighting |  | Beverage Air | MMR49HC-1-B | [12 empty] | 2 | [21 empty] | 2 |  |  |  | 2 | [38 empty] | 2 | [14 empty] | 8
Refrig/Freezer | Refrigerator, Swing Door Rear Load with Hydrocarbon |  | True | GDM-49L-HC-TSL01 | [20 empty] | 3 |  | 3 |  |  |  |  | 3 | [15 empty] | 3 | [48 empty] | 12
Refrig/Freezer | Refrigerator, Undercounter with Glass Doors and LED Lighting |  | Beverage Air | UCR34Y-25-LED | [19 empty] | 1 |  |  |  |  | 1 | [47 empty] | 2 |  | 1 | [17 empty] | 5
Refrig/Freezer | Refrigerator, Undercounter - 1 Door - 27" Wide |  | Beverage Air | UCR27 | [21 empty] | 1 | [26 empty] | 1 |  | 1 | 1 | [14 empty] | 1 |  |  | 1 | 1 | 2 | [11 empty] | 8 | 4 |  |  |  | 4 |  |  |  | 25
Refrig/Freezer | Refrigerator, Undercounter (3) door |  | Victory | VUR72HC | [9 empty] | 1 | [82 empty] | 1
Refrig/Freezer | Refrigerator, Self-Service Drop-In Counter Case |  | Structural Concepts | DO3616R | [34 empty] | 1 | [57 empty] | 1
Refrig/Freezer | Refrigerator, Drop-In Cold Pan |  | Vollrath | 36456 | [28 empty] | 2 | [63 empty] | 2
Refrig/Freezer | Refrigerator, Salad Prep Table - 60"/16-Pans |  | Hoshizaki | PR67A | 1 |  | 2 | 1 |  |  | 1 | [85 empty] | 5
Refrig/Freezer | Refrigerator, Chef Base w/ (2) Drawers 36" | Base w/ (2) Drawers 36 drawers 36" | Beverage Air | WTRCS-36-1-48FT | [19 empty] | 1 |  | 2 |  |  | 1 |  | 2 | [21 empty] | 1 | [6 empty] | 1 | [10 empty] | 1 |  |  | 1 | [5 empty] | 1 | [16 empty] | 11
Refrig/Freezer | Refrigerator, Cold Top In Counter | 1' | Randell | [35 empty] | 1 | [16 empty] | 2 |  |  |  |  | 2 | [35 empty] | 5
Refrig/Freezer | Refrigerator, Cold Top In Counter | 2.5' | Randell | [52 empty] | 2 |  |  |  |  | 2 | [17 empty] | 1 | [17 empty] | 5
Refrig/Freezer | Refrigerator, Cold Top in Counter | 6 wells | Advance Tabco | [54 empty] | 1 | [38 empty] | 1
Refrig/Freezer | Refrigerator, Sandwich/Pizza Make up Table | 3' | Hoshizaki |  |  |  | 1 | [16 empty] | 1 |  | 2 |  | 2 | 1 | 2 | 2 |  |  |  | 2 | [9 empty] | 1 | [13 empty] | 1 | [12 empty] | 1 | [7 empty] | 1 | [16 empty] | 17
Refrig/Freezer | Refrigerator, Under Counter | 2 door | Delfield | 406CAP | [23 empty] | 1 | [5 empty] | 1 | [9 empty] | 1 | [10 empty] | 1 | [5 empty] | 2 |  |  |  | 34 |  |  |  | 34 |  |  |  | 2 |  | 2 | 2 | [13 empty] | 0 |  |  | 4 |  |  |  | 84
Refrig/Freezer | Refrigerator, Chef Base w/ (2) Drawers 48" | Base w/ (2) Drawers 48 drawers 48" | [50 empty] | 1 | [17 empty] | 1 |  |  | 1 | [22 empty] | 3
Refrig/Freezer | Refrigerator, Sandwich/Pizza Make up Table | 4' | Hoshizaki | [13 empty] | 2 | [35 empty] | 1 | [17 empty] | 1 |  |  |  | 1 | [21 empty] | 5
Refrig/Freezer | Refrigerator, Sandwich/Pizza Make up Table | 5 1/2' | Hoshizaki |  | 1 | [67 empty] | 1 | [23 empty] | 2
Refrig/Freezer | Refrigerator, Sandwich Prep Cooler | 48" | Hoshizaki | [51 empty] | 1 | [21 empty] | 1 | [19 empty] | 2
Refrig/Freezer | Refrigerator, Sandwich Prep Cooler | 60" | Hoshizaki | [55 empty] | 1 | [16 empty] | 1 | [20 empty] | 2
Shelving | Shelving, Over Shelves | 5' | Eagle | [87 empty] | 1 | 1 |  |  |  |  | 2
Shelving | Shelving, Over Shelves | 15' | Eagle | [57 empty] | 2 | [35 empty] | 2
Shelving | Shelving, Wire Racks | 2' | Metro | [27 empty] | 1 | [55 empty] | 1 | [9 empty] | 2
Shelving | Shelving, Wire Racks | 3' | Metro | [16 empty] | 1 | [35 empty] | 1 |  |  |  |  | 1 | [35 empty] | 3
Shelving | Shelving, Wire Racks | 4' | Metro |  |  |  | 3 | 3 |  |  | 3 |  |  |  |  | 2 |  |  |  |  | 1 |  |  | 2 | 3 |  |  | 3 |  | 2 | 5 | 3 | 2 | 2 |  |  |  |  | 2 | [11 empty] | 2 |  | 4 | [7 empty] | 1 | [9 empty] | 3 | 1 |  | 2 |  | 4 | [8 empty] | 3 | 1 |  |  |  |  | 1 | 1 |  |  |  |  | 59
Shelving | Shelving, Wire Racks | 5' | Metro | [18 empty] | 1 |  |  |  | 2 | [8 empty] | 1 | [20 empty] | 1 |  |  | 2 | 3 | 4 |  |  |  | 9 |  |  |  | 9 |  |  |  | 3 | 3 | 3 | 4 | 1 | [8 empty] | 1 | 3 |  | 4 | [7 empty] | 54
Shelving | Shelving, Wire Racks | 6' | Metro | [6 empty] | 54 |  | 62 |  |  | 6 | 1 | [6 empty] | 1 | [31 empty] | 3 |  |  |  |  | 10 | [36 empty] | 137
Shelving | Shelving, Security Cage | 5' | Metro |  |  |  | 2 |  |  | 12 | 2 | 3 |  |  |  |  | 7 | 1 | [20 empty] | 2 | [15 empty] | 1 |  |  |  |  | 1 |  |  |  |  | 1 |  |  |  | 1 | [6 empty] | 1 |  | 1 | [7 empty] | 1 |  |  | 3 | [7 empty] | 39
Shelving | Cabinet, Metal Locking | 36" | Servolift | [33 empty] | 1 |  |  |  | 2 | [23 empty] | 1 |  |  |  | 1 | [27 empty] | 5
Shelving | Shelving, Snacks 6x4' | x4 ' | [52 empty] | 1 | 1 |  |  | 2 | 7 | 2 | 1 |  |  | 1 |  |  |  | 1 |  | 1 | 1 | 2 | 1 | 1 | [21 empty] | 22
Sink | Sink, Hand with Soap and Towel Dispenser | [5 empty] | 3 | 2 |  | 3 | 2 | 5 |  |  |  | 1 | 1 | [6 empty] | 3 |  |  | 2 |  |  |  | 1 | 1 | 2 | 1 | 2 | [17 empty] | 1 | 1 | [20 empty] | 1 | [9 empty] | 1 |  |  | 8 | [8 empty] | 41
Sink | Sink, Janitor's Sink | Janitors Sink | [22 empty] | 2 | [49 empty] | 1 | [15 empty] | 1 | 1 |  |  |  |  | 5
Sink | Sink, 1 Compartment | 1 compartment | [58 empty] | 1 | [35 empty] | 1
Sink | Sink, 2 Compartment | 11' | [9 empty] | 3 | [26 empty] | 1 | [15 empty] | 1 | 1 |  |  | 1 | [37 empty] | 7
Sink | Sink, 3 Compartment w/Overshelf | 7' |  |  |  |  | 2 | [46 empty] | 1 | [5 empty] | 1 | [11 empty] | 1 | [24 empty] | 5
Sink | Sink, 3 Compartment w/Overshelf | 8' | [9 empty] | 1 | [15 empty] | 1 | [32 empty] | 1 |  |  |  | 1 |  |  |  | 1 |  | 1 |  | 1 | 1 | 1 | 1 | [8 empty] | 1 | [11 empty] | 11
Sink | Sink, 3 Compartment w/ Double Overshelf | 10' | [7 empty] | 10 | [18 empty] | 1 | [25 empty] | 2 | 2 |  |  |  | 2 | [10 empty] | 4 |  | 4 | 3 | 5 | 6 | [20 empty] | 39
Sink | Sink, 3 Compartment w/Overshelf (L-Shape) | 8'- With Grease Trap | [8 empty] | 1 | [13 empty] | 1 |  | 1 |  |  |  |  | 1 | 1 | 1 | 1 | [19 empty] | 1 | 1 |  |  |  | 1 | 1 | 1 | [8 empty] | 1 |  | 1 | 1 | 1 | 1 | [20 empty] | 17
Sink | Sink Portable | b portable | Ozark | [13 empty] | 1 | [18 empty] | 1 | [60 empty] | 2
Soft Drink | Soft Drink Dispenser | 7 flavor | [5 empty] | 2 |  |  | 2 |  |  |  |  | 1 | [7 empty] | 2 |  | 3 |  | 3 | 1 | 2 | 2 |  | 2 | 2 | 2 |  |  |  | 1 | [57 empty] | 25
Soft Drink | Soft Drink, BIB Rack | Purveyor |  |  |  |  | 2 | 1 |  |  | 1 |  |  |  |  | 1 | [7 empty] | 2 |  | 1 |  | 2 | 3 | 1 | 2 |  | 1 | 1 | 1 |  |  |  | 1 | [11 empty] | 1 |  | 1 | [43 empty] | 22
Table | Table, Composite Buffet | 80" | [36 empty] | 3 | [51 empty] | 3 | 3 |  |  |  |  | 9
Table | Table, Stainless Steel | 3' |  |  |  |  | 2 | [18 empty] | 1 | [18 empty] | 1 | [9 empty] | 2 | [5 empty] | 3 |  |  |  | 2 |  |  |  | 2 |  |  |  | 2 | 1 |  | 2 | [14 empty] | 1 | 1 |  |  |  |  | 20
Table | Table, Stainless Steel | 4' | [9 empty] | 1 |  |  |  |  | 1 | [7 empty] | 1 | [7 empty] | 1 | [21 empty] | 1 | [17 empty] | 1 | 1 | [22 empty] | 7
Table | Table, Stainless Steel | 5' | [9 empty] | 4 | [12 empty] | 2 | [8 empty] | 3 | [18 empty] | 5 | [43 empty] | 14
Table | Table, Stainless Steel | 6' | [7 empty] | 1 | 1 | 32 | [11 empty] | 1 | [6 empty] | 3 | 3 |  | 1 | [7 empty] | 1 | [10 empty] | 3 |  | 1 | 3 |  |  |  | 1 | 2 | [13 empty] | 1 | 2 |  | 1 | [8 empty] | 1 | [9 empty] | 58
Table | Table, Stainless Steel | 8' |  |  |  |  | 4 |  |  |  |  | 4 | [15 empty] | 3 | [6 empty] | 2 | [19 empty] | 1 |  |  |  |  | 1 | [36 empty] | 15
Table | Table, Stainless Steel | 9' | [7 empty] | 1 |  | 13 | [84 empty] | 14
Table | Table, Stainless Steel w/undershelves | 10' |  |  |  |  | 2 |  |  | 3 | 1 | 2 |  |  | 1 |  | 1 | [29 empty] | 1 | [27 empty] | 1 | [21 empty] | 12
Table | Table, Stainless Steel with Prep Sink and Overshelf | 4 1/2' | Eagle | [8 empty] | 2 | [78 empty] | 1 | 1 |  |  |  |  | 4
Table | Table, Stainless Steel with Prep Sink | 5 1/2' | [57 empty] | 1 | 1 | [35 empty] | 2
Table | Table, Stainless Steel with Prep Sink | 8' |  |  |  |  | 1 | [19 empty] | 3 | [25 empty] | 2 | [6 empty] | 1 |  |  |  |  | 1 |  |  |  | 1 | [27 empty] | 9
Table | Table, Stainless Steel with Prep Sink and Overshelf | 9' | [30 empty] | 1 | [27 empty] | 1 |  |  |  | 1 |  |  |  | 1 | [27 empty] | 4
Table | Table, Stainless Steel with Prep Sink & Double Overshelf | 15' |  |  |  |  | 1 |  |  |  | 1 | 2 | [84 empty] | 4
Table | Table, Stainless Steel Clean Dish Table and Overshelf | 6' |  |  |  |  | 1 |  |  |  |  | 2 | [40 empty] | 1 | [7 empty] | 1 | [35 empty] | 5
Table | Table, Stainless Steel Dirty Dish Table and Overshelf | 5' |  |  |  |  | 1 |  |  |  |  | 1 | [40 empty] | 1 | [7 empty] | 1 | [35 empty] | 4
Table | Table, Stainless Steel with Drop-in Heated Well | 28' | [58 empty] | 1 | [12 empty] | 16' | [22 empty] | 1
Ventilator | Ventilator, with Fire Suppression | 3' | [9 empty] | 1 | [13 empty] | 1 | [7 empty] | 1 | 2 | [35 empty] | 2 |  |  |  | 1 | [21 empty] | 8
Ventilator | Ventilator, Shelf Style, with Fire Suppression | 5' |  |  |  |  | 1 |  |  |  |  | 4 | [11 empty] | 1 |  | 1 |  | 1 |  | 1 | 1 |  |  | 1 | [18 empty] | 1 | [18 empty] | 1 not used |  |  | 1 | [21 empty] | 13
Ventilator | Ventilator, Shelf Style, with Fire Suppression | 6' |  |  |  |  | 1 | 1 |  |  | 1 | [12 empty] | 1 |  |  |  | 1 |  | 1 | 1 | [21 empty] | 2 | 3 | [19 empty] | 3 | 1 | [21 empty] | 16
Walk in Cooler / Freezer | Walk-In Cooler Unit - 9'-0" x 15'-0"; | t - 9'-0" x 15'-0 '-0"; | [10 empty] | 1 | [6 empty] | 1 | [76 empty] | 2
Walk in Cooler / Freezer | Walk-In Cooler Unit - 10'-0" x 11'-0"; | t - 10'-0" x 11'-0 '-0"; | [20 empty] | 1 | [28 empty] | 1 |  |  |  | 1 | [40 empty] | 3
Walk in Cooler / Freezer | Walk-In Cooler Unit - 23'-0" x 13'-0"; | t - 23'-0" x 13'-0 '-0"; | [15 empty] | 1 |  |  | 1 | [75 empty] | 2
Walk in Cooler / Freezer | Walk-In Cooler Unit - 28'-0" x 11'-0"; | t - 28'-0" x 11'-0 '-0"; | [19 empty] | 1 | [74 empty] | 1
Walk in Cooler / Freezer | Walk-In Cooler Unit - 9'-0" x 13'-0"; | t - 9'-0" x 13'-0 '-0"; | [16 empty] | 1 | [77 empty] | 1
Walk in Cooler / Freezer | Walk-In Cooler Unit - 8'-0" x 9'-0" | 1t - 8'-0" x 9'-0 '-0" | [9 empty] | 1 | [84 empty] | 1
Walk in Cooler / Freezer | Walk-In Cooler Unit - 8'-0" x 7'-0"; | 2t - 8'-0" x 7'-0 '-0"; | [9 empty] | 2 | [84 empty] | 2
Walk in Cooler / Freezer | Walk-In Cooler Unit - 8'-0" x 13'-0"; | 1t - 8'-0" x 13'-0 '-0"; | [9 empty] | 1 | [84 empty] | 1
Walk in Cooler / Freezer | Walk-In Cooler Unit - 7'-0" x 17'-0"; | t - 7'-0" x 17'-0 '-0"; |  |  |  | 2 | 2 | [8 empty] | 1 | [80 empty] | 5
Walk in Cooler / Freezer | Walk-In Cooler Unit - 9'-0" x 9'-0"; | t - 9'-0" x 9'-0 '-0"; | [10 empty] | 1 | [83 empty] | 1
Walk in Cooler / Freezer | Walk-In Freezer Unit - 13'-0" x 9'-0"; | it - 13'-0" x 9'-0 '-0"; | [7 empty] | 2 |  |  | 1 | [83 empty] | 3
Walk in Cooler / Freezer | Walk-In Cooler Unit - 10'-0" x 22'-0"; | t - 10'-0" x 22'-0 '-0"; | [7 empty] | 1 | [86 empty] | 1
Walk in Cooler / Freezer | Walk-In Cooler - 16'-0" x 22'-0" | 6'-0" x 22'-0 '-0" | [7 empty] | 1 | [63 empty] | 1 | [22 empty] | 2
Walk in Cooler / Freezer | Walk-In Cooler Unit - 11'-5" x 8'-0"; | With Floor | [57 empty] | 1 replace floor | [11 empty] | 1 Replace Floor Soon | [24 empty] | 2
Walk in Cooler / Freezer | Walk-In Cooler Unit - 6-0" x 5'-0"; | Without Floor | Perlick | [35 empty] | 1 | [14 empty] | 1 | [6 empty] | 1 | [35 empty] | 3
Walk in Cooler / Freezer | Refrigerator, Walk in Cooler with Floor | 16 1/2'x 10' | [73 empty] | 1 | [20 empty] | 1
Walk in Cooler / Freezer | Refrigerator, Walk in Cooler w/o Floor | 8'x10' | [83 empty] | 1 | [10 empty] | 1
Walk in Cooler / Freezer w/C02 tanks | Walk In Freezer 8'-0" x 7'-0" | 144 Sq Ft ea. | [9 empty] | 1 | [41 empty] | 1 | [42 empty] | 2
Warewashing | Undercounter Dishwasher | a dishwasher | Champion | UL-130 |  |  |  |  | 1 | [7 empty] | 1 | [6 empty] | 1 | [72 empty] | 3
Warewashing | High Temp Door-Type Dishwasher | Built-In Booster, 208v/1ph | Jackson | Tempstar |  | 1 | [46 empty] | 1 | [43 empty] | 2
Warewashing | High Temperature Rack Conveyor Dishwashing Machine | Brand New, Replaced in 2024 | Hobart | CLPS86ENER |  |  | 1 |  |  |  |  | 1 | [84 empty] | 2
Warewashing | Dishwasher, w Sink, Disposal and Sprayer | AM 15VL | Hobart | [21 empty] | 2 | [71 empty] | 2
Warewashing | Dishwasher, w Sink, Disposal and Sprayer | 1 tank | Meiko | DV 80.2 | [56 empty] | 1 | [35 empty] | 1
Warewashing | Dishwasher, Undercounter | High Temp UH130B | Champion | [61 empty] | 1 |  |  |  | 1 | [21 empty] | 1 | 1 |  |  |  |  | 4
Water Heater | Water Heater, Large | e large | [72 empty] | 1 | [21 empty] | 6
0
0
Food & Beverage Sub-Total
|  |  | Level 1 |  | Level A Main Concourse |  |  |  | Club | 300 Level |  |  | Totals
Location |  |  | Courtside Storage | Courtside Sales | A-6 Main Store & Custom Shirt Printing 32'x62' | A-15 | A-19 Store 17'x30' | A-24 | Club Stand | C-14 Kids City 19'x9' | C24 19'x9' | C28
Asset, Retail Merchandise | Size | Manufacturer
Point of Sale, Merchandise Total | Registers | Retail Cloud | 14 | [9 empty] | 14
Point of Sale, Merchandise | Hand Held Registers |  | 4 | [9 empty] | 4
Point of Sale, Merchandise, Total | I Pads with Readers for Concerts | AT Venu | 41 | [9 empty] | 41
Cabinets, Back Bars | 8' | [7 empty] | 2 |  |  |  | 2
Carts, Utility |  | Cambro |  |  | 1 | [7 empty] | 1
Display Case, Glass | 5' |  |  |  | 3 | [7 empty] | 3
Heat Press |  | K-20 |  |  | 3 | [7 empty] | 3
Racks, Industrial Warehouse | 8' L x 25' Tall |  | 4 | [9 empty] | 4
Racks, Mobile Display Singles | 4' |  |  |  | 5 | [7 empty] | 5
Racks, Mobile Display Four Ways |  | Opto |  |  | 10 |  | 15 | 6 | 2 | 3 | 3 | 3 | 42
Shelving, | 6' |  |  |  | 1 | [7 empty] | 1
Shelving, | 8' |  |  |  | 8 | [7 empty] | 8
Table, Display | 6' | [7 empty] | 1 |  |  | 1 | 2
Wall Cabinetry |  |  |  |  | 30' |  | 20' | [5 empty] | 0
Wall Display Grids | 4'x8' | Opto | Opto | 9' Tall | 2 | 5 | 6 | 4 | 4 | 4 | 4 | 2 | 31
Video Board | 30'x4' | Not in Use |  |  |  |  | 1 | [5 empty] | 1
MERCHANDISE:
Merchandise Sub-Total

## F&B Costs
Levels
Type (Permanent, Portable, Kitchen, Etc)
Location (Section)
Stand Number
Concept (Grill, Italian, Bar, Etc)
Grouping | Item | Description | Manufacturer | Model | Quantity | Frequency of repairs & replacement in years | Condition of Equipment (Good, Fair, Poor) | 2024 Cost | Total | 2025 |  | 2026 |  | 2027 |  | 2028 |  | 2029 |  | 2030 |  | 2031 |  | 2032 |  | 2033 |  | 2034 |  | 2035 |  | 2036 |  | 2037 |  | 2038 |  | 2039 |  | 2040 |  | 2041 |  | 2042 |  | 2043 |  | 2044 |  | Total Cost
[10 empty] | Qty. | Year 1 | Qty. | Year 2 | Qty. | Year 3 | Qty. | Year 4 | Qty. | Year 5 | Qty. | Year 6 | Qty. | Year 7 | Qty. | Year 8 | Qty. | Year 9 | Qty. | Year 10 | Qty. | Year 11 | Qty. | Year 12 | Qty. | Year 13 | Qty. | Year 14 | Qty. | Year 15 | Qty. | Year 16 | Qty. | Year 17 | Qty. | Year 18 | Qty. | Year 19 | Qty. | Year 20
[10 empty] | 4% |  | 3.5% | 107.6% | 3% | 110.9% | 3% | 114.2% | 3% | 117.6% | 3% | 121.1% | 3% | 124.8% | 3% | 128.5% | 3% | 132.4% | 3% | 136.4% | 3% | 140.4% | 3% | 144.7% | 3% | 149% | 3% | 153.5% | 3% | 158.1% | 3% | 162.8% | 3% | 167.7% | 3% | 172.7% | 3% | 177.9% | 3% | 183.2%
Bar | Margarita Machine - Single, Countertop |  | Frosty Factory | 137A | 5 | 7 | Good | 4937 | 24685 |  | 0 |  | 0 | 2 | 10947.2248 |  | 0 | 2 | 11613.9108 |  | 0 | 2 | 12321.198 |  | 0 |  | 0 | 2 | 13463.7057 |  | 0 | 2 | 14283.6454 |  | 0 | 2 | 15153.5194 |  | 0 | 2 | 16076.3687 |  | 0 | 2 | 17055.4196 |  | 0 |  | 0 | 110914.9923
Bar | Dispenser, Wine |  | Wineemotion | S306623424201 | 4 | 7 | Good | 12500 | 50000 |  | 0 | 1 | 13455 |  | 0 |  | 0 |  | 0 | 1 | 15143.721 |  | 0 |  | 0 |  | 0 | 1 | 17044.3914 |  | 0 |  | 0 |  | 0 | 1 | 19183.6127 |  | 0 |  | 0 |  | 0 |  | 0 | 1 | 22239.0649 |  | 0 | 87065.7901
Bar | Dispenser, Liquor |  | Wineemotion | S307700634501 | 1 | 7 | Good | 12800 | 12800 |  | 0 |  | 0 |  | 0 |  | 0 |  | 0 |  | 0 | 1 | 15972.3855 |  | 0 |  | 0 |  | 0 |  | 0 |  | 0 |  | 0 | 1 | 19644.0194 |  | 0 |  | 0 |  | 0 |  | 0 |  | 0 |  | 0 | 35616.4049
Bar | Bartender Station, With Ice Bin and Speed Rail | 30" | Perlick | TSD30ICB | 13 | 15 | Good | 3257 | 42341 |  | 0 |  | 0 |  | 0 |  | 0 |  | 0 | 7 | 27620.9357 |  | 0 |  | 0 |  | 0 |  | 0 |  | 0 |  | 0 |  | 0 |  | 0 |  | 0 |  | 0 |  | 0 |  | 0 | 7 | 40562.2752 |  | 0 | 68183.2109
Bar | Bartender Stations, ice well, hand sink, speed rail | 55" | Krowne/Perlick |  | 30 | 15 | Good | 4900 | 147000 |  | 0 |  | 0 |  | 0 |  | 0 |  | 0 | 5 | 29681.6932 |  | 0 |  | 0 |  | 0 |  | 0 | 5 | 34409.2174 |  | 0 |  | 0 |  | 0 |  | 0 | 5 | 39889.7137 |  | 0 |  | 0 |  | 0 |  | 0 | 103980.6244
Bar | Bartender Stations, ice well, hand sink, speed rail | 66" | Krowne/Perlick |  | 11 | 15 | Good | 5239 | 57629 |  | 0 |  | 0 |  | 0 |  | 0 |  | 0 |  | 0 |  | 0 |  | 0 |  | 0 | 11 | 78580.0988 |  | 0 |  | 0 |  | 0 |  | 0 |  | 0 |  | 0 |  | 0 |  | 0 |  | 0 |  | 0 | 78580.0988
Bar | Bartender Station. Storage, Top Shelf Blender Station | 12"w x 24" deep | Perlick | TSD12BLW | 1 | 20 | Good | 1155 | 1155 |  | 0 |  | 0 |  | 0 |  | 0 |  | 0 |  | 0 |  | 0 |  | 0 |  | 0 | 1 | 1574.9018 |  | 0 |  | 0 |  | 0 |  | 0 |  | 0 |  | 0 |  | 0 |  | 0 |  | 0 |  | 0 | 1574.9018
Bar | Bartender Station, 3 Comp Sinks - 60"W & 18-9/16"D | 60"x18 9/16" | Perlick | TS60M3-DB | 8 | 20 | Good | 2602 | 20816 |  | 0 |  | 0 |  | 0 |  | 0 |  | 0 |  | 0 |  | 0 |  | 0 | 8 | 27556.9749 |  | 0 |  | 0 |  | 0 |  | 0 |  | 0 |  | 0 |  | 0 |  | 0 |  | 0 |  | 0 |  | 0 | 27556.9749
Bar | Bartender Station, 3 Compartment Sink | 6' | Perlick |  | 2 | 20 | Good | 3175 | 6350 |  | 0 |  | 0 |  | 0 |  | 0 |  | 0 |  | 0 |  | 0 |  | 0 | 2 | 8406.3601 |  | 0 |  | 0 |  | 0 |  | 0 |  | 0 |  | 0 |  | 0 |  | 0 |  | 0 |  | 0 |  | 0 | 8406.3601
Bar | Bartender Station, Hand Sink | 12" | Perlick | TS12HSN | 7 | 20 | Good | 1994 | 13958 |  | 0 |  | 0 |  | 0 |  | 0 |  | 0 |  | 0 |  | 0 |  | 0 |  | 0 |  | 0 |  | 0 |  | 0 | 7 | 20797.2712 |  | 0 |  | 0 |  | 0 |  | 0 |  | 0 |  | 0 |  | 0 | 20797.2712
Bar | Bartender Station, Sink, Dump Sink | 12" | Perlick | TS12HS-STK | 4 | 20 | Good | 1994 | 7976 |  | 0 |  | 0 |  | 0 |  | 0 |  | 0 |  | 0 |  | 0 |  | 0 |  | 0 |  | 0 |  | 0 |  | 0 | 4 | 11884.155 |  | 0 |  | 0 |  | 0 |  | 0 |  | 0 |  | 0 |  | 0 | 11884.155
Bar | Bartender Station, Storage, Drainboard with Glass Rack |  | Perlick | 7055A-D | 10 | 20 | Good | 1755 | 17550 |  | 0 |  | 0 |  | 0 |  | 0 |  | 0 |  | 0 |  | 0 |  | 0 |  | 0 |  | 0 |  | 0 |  | 0 |  | 0 |  | 0 |  | 0 |  | 0 | 10 | 29431.282 |  | 0 |  | 0 |  | 0 | 29431.282
Bar | Ice Bin, Insulated Underbar Ice Bin | 24" | Krowne | KR24-24-10 | 7 | 15 | Good | 2984 | 20888 |  | 0 |  | 0 |  | 0 |  | 0 |  | 0 |  | 0 |  | 0 | 7 | 26846.8846 |  | 0 |  | 0 |  | 0 |  | 0 |  | 0 |  | 0 |  | 0 |  | 0 |  | 0 |  | 0 |  | 0 |  | 0 | 26846.8846
Bar | Refrigerator, Glass Froster |  | Perlick | FR24 | 4 | 10 | Good | 3735 | 14940 |  | 0 |  | 0 |  | 0 |  | 0 |  | 0 |  | 0 |  | 0 | 4 | 19202.0517 |  | 0 |  | 0 |  | 0 |  | 0 |  | 0 |  | 0 |  | 0 |  | 0 |  | 0 | 4 | 25805.9518 |  | 0 |  | 0 | 45008.0035
Bar | Refrigerator, Back Bar | 1 door | Perlick/Beverage Air |  | 1 | 10 | Good | 3053 | 3053 |  | 0 |  | 0 |  | 0 |  | 0 |  | 0 |  | 0 | 1 | 3809.6635 |  | 0 |  | 0 |  | 0 |  | 0 |  | 0 |  | 0 |  | 0 |  | 0 |  | 0 | 1 | 5119.8692 |  | 0 |  | 0 |  | 0 | 8929.5327
Refrig/Freezer | 36" , Black Counter Height Solid Door Back Bar Refrigerator | Refrigerator | Beverage-Air | BB68HC-1-B | 1 | 10 | Good | 2800 | 2800 |  | 0 |  | 0 |  | 0 |  | 0 |  | 0 |  | 0 | 1 | 3493.9593 |  | 0 |  | 0 |  | 0 |  | 0 |  | 0 |  | 0 |  | 0 |  | 0 |  | 0 | 1 | 4695.5892 |  | 0 |  | 0 |  | 0 | 8189.5485
Bar | Refrigerator, Back Bar 60" | Bar 60 bar 60" | Perlick | BBS60 | 22 | 10 | Good | 6973 | 153406 |  | 0 |  | 0 |  | 0 |  | 0 |  | 0 | 5 | 42238.8667 |  | 0 |  | 0 |  | 0 |  | 0 | 5 | 48966.4231 |  | 0 |  | 0 |  | 0 |  | 0 | 5 | 56765.5048 |  | 0 |  | 0 |  | 0 |  | 0 | 147970.7947
Bar | Refrigerator, Back Bar 72" | Bar 72 bar 72" | Perlick | BBSN72 | 3 | 10 | Good | 8320 | 24960 |  | 0 |  | 0 |  | 0 |  | 0 |  | 0 | 3 | 30238.9822 |  | 0 |  | 0 |  | 0 |  | 0 |  | 0 |  | 0 |  | 0 |  | 0 |  | 0 | 3 | 40638.6634 |  | 0 |  | 0 |  | 0 |  | 0 | 70877.6456
Bar | Refrigerator, Back Bar 84" | Bar 84 bar 84" | Perlick | BBS84 | 21 | 10 | Good | 9706 | 203826 |  | 0 |  | 0 |  | 0 | 7 | 77586.5544 |  | 0 |  | 0 |  | 0 |  | 0 | 7 | 89944.0811 |  | 0 |  | 0 |  | 0 |  | 0 |  | 0 | 7 | 107397.9365 |  | 0 |  | 0 |  | 0 |  | 0 | 7 | 124503.6435 | 399432.2155
Bar | Refrigerator, Beer Slide Top | 60" | Perlick | BC60PG | 6 | 10 | Good | 5269 | 31614 |  | 0 |  | 0 |  | 0 |  | 0 |  | 0 | 3 | 19150.1439 |  | 0 |  | 0 |  | 0 |  | 0 | 3 | 22200.2653 |  | 0 |  | 0 |  | 0 |  | 0 | 3 | 25736.192 |  | 0 |  | 0 | 1 | 9374.2106 |  | 0 | 76460.8118
Bar | Refrigerator, Beer Slide Top | 96" | Perlick | BC96PG | 1 | 10 | Good | 7657 | 7657 |  | 0 |  | 0 |  | 0 |  | 0 | 1 | 9006.2503 |  | 0 |  | 0 |  | 0 |  | 0 |  | 0 |  | 0 |  | 0 |  | 0 | 1 | 11751.1138 |  | 0 |  | 0 |  | 0 |  | 0 |  | 0 |  | 0 | 20757.3641
Bar | Storage, Liquor Cabinet | 12"x24" | Perlick | TS12ls | 3 | 20 | Good | 2500 | 3500 |  | 0 |  | 0 |  | 0 |  | 0 |  | 0 |  | 0 |  | 0 |  | 0 |  | 0 |  | 0 | 3 | 10533.4339 |  | 0 |  | 0 |  | 0 |  | 0 |  | 0 |  | 0 |  | 0 |  | 0 |  | 0 | 10533.4339
Bar | Refrigerator, Back Bar Pass Through |  | Perlick | PTS 60 RT | 2 | 10 | Good | 11850 | 23700 |  | 0 |  | 0 |  | 0 |  | 0 |  | 0 |  | 0 |  | 0 |  | 0 | 2 | 31374.9186 |  | 0 |  | 0 |  | 0 |  | 0 |  | 0 |  | 0 |  | 0 |  | 0 |  | 0 | 2 | 42165.267 |  | 0 | 73540.1857
Beer | Draft Beer System | Quick Chill Power Pak, 1/3 HP | Perlick | 4404QC | 24 | 10 | Good | 6012 | 144288 |  | 0 |  | 0 |  | 0 |  | 0 |  | 0 | 5 | 36417.6204 |  | 0 |  | 0 |  | 0 |  | 0 | 5 | 42218.0031 |  | 0 |  | 0 |  | 0 |  | 0 | 5 | 48942.2365 |  | 0 |  | 0 |  | 0 | 10 | 110169.8367 | 237747.6967
Beer | Draft, Beer Tower - (2) Taps |  | Multiplex |  | 69 | 10 | Good | 1140 | 78660 |  | 0 |  | 0 |  | 0 |  | 0 |  | 0 |  | 0 |  | 0 | 30 | 43956.5039 |  | 0 |  | 0 |  | 0 |  | 0 |  | 0 |  | 0 | 30 | 54060.9554 |  | 0 |  | 0 |  | 0 |  | 0 |  | 0 | 98017.4593
Beer | Draft, Beer Tower - (3) Taps |  | Perlick |  | 3 | 10 | Good | 1260 | 3780 |  | 0 |  | 0 |  | 0 |  | 0 |  | 0 |  | 0 |  | 0 | 3 | 4858.3504 |  | 0 |  | 0 |  | 0 |  | 0 |  | 0 |  | 0 |  | 0 |  | 0 |  | 0 | 3 | 6529.2167 |  | 0 |  | 0 | 11387.5672
Beer | Draft, Beer Tower - (4) Taps |  | Perlick |  | 20 | 10 | Good | 1380 | 27600 |  | 0 |  | 0 |  | 0 |  | 0 | 10 | 16231.7165 |  | 0 |  | 0 |  | 0 |  | 0 | 10 | 18817.0082 |  | 0 |  | 0 |  | 0 |  | 0 | 10 | 21814.0697 |  | 0 |  | 0 |  | 0 |  | 0 |  | 0 | 56862.7944
Beer | Draft, Beer Tower - (5) Taps |  |  |  | 8 | 10 | Good | 1560 | 12480 |  | 0 |  | 0 |  | 0 | 8 | 14251.5704 |  | 0 |  | 0 |  | 0 |  | 0 |  | 0 |  | 0 |  | 0 |  | 0 |  | 0 | 8 | 19152.919 |  | 0 |  | 0 |  | 0 |  | 0 |  | 0 |  | 0 | 33404.4894
Beer | Draft, Beer Tower - (6) Taps |  |  |  | 20 | 10 | Good | 1740 | 34800 |  | 0 |  | 0 |  | 0 |  | 0 |  | 0 |  | 0 |  | 0 |  | 0 | 20 | 46069.5008 |  | 0 |  | 0 |  | 0 |  | 0 |  | 0 |  | 0 |  | 0 |  | 0 |  | 0 | 20 | 61913.5567 |  | 0 | 107983.0574
Beer | Draft, Beer Tower - (7) Taps |  | Perlick |  | 4 | 10 | Good | 2010 | 8040 |  | 0 |  | 0 | 4 | 8913.8837 |  | 0 |  | 0 |  | 0 |  | 0 |  | 0 |  | 0 |  | 0 |  | 0 |  | 0 | 4 | 11979.5143 |  | 0 |  | 0 |  | 0 |  | 0 |  | 0 |  | 0 |  | 0 | 20893.398
Beer | Draft, Beer Lines | Refrigerated Lines | Perlick |  | 275 | 10 | Good | 2500 | 687500 |  | 0 | 50 | 134550 |  | 0 |  | 0 |  | 0 |  | 0 | 50 | 155980.3267 |  | 0 |  | 0 |  | 0 |  | 0 | 50 | 180823.9488 |  | 0 |  | 0 |  | 0 |  | 0 | 50 | 209624.5159 |  | 0 |  | 0 |  | 0 | 680978.7914
Beer | Draft, Beer Draft Box (2 Keg) | 2 Keg | Perlick |  | 8 | 7 | Good | 4338 | 34704 |  | 0 |  | 0 |  | 0 |  | 0 |  | 0 | 8 | 42043.8156 |  | 0 |  | 0 |  | 0 |  | 0 |  | 0 |  | 0 |  | 0 |  | 0 |  | 0 | 8 | 56503.3724 |  | 0 |  | 0 |  | 0 |  | 0 | 98547.188
Beer | Draft, Beer Draft Box (4 Keg) | 4 Keg (2) Double Tap Kegerator Beer Dispenser | Beverage Air | DD58HC-1-B-016 | 27 | 7 | Good | 6679 | 180333 |  | 0 |  | 0 | 5 | 37024.7693 |  | 0 |  | 0 |  | 0 |  | 0 | 5 | 42921.8552 |  | 0 |  | 0 |  | 0 |  | 0 | 5 | 49758.194 |  | 0 |  | 0 |  | 0 |  | 0 | 5 | 57683.3842 |  | 0 |  | 0 | 187388.2027
Beer | Draft, Beer Draft Box 5 Keg | 9' | Perlick |  | 2 | 7 | Good | 7446 | 14892 |  | 0 |  | 0 |  | 0 |  | 0 |  | 0 | 2 | 18041.6235 |  | 0 |  | 0 |  | 0 |  | 0 |  | 0 |  | 0 | 2 | 22188.9212 |  | 0 |  | 0 |  | 0 |  | 0 |  | 0 |  | 0 | 2 | 27289.5743 | 67520.119
Carts | P.O.S. Cart | 24x 36" | Carlisle/Cambro |  | 13 | 10 | Good | 2240 | 29120 |  | 0 |  | 0 |  | 0 |  | 0 |  | 0 |  | 0 |  | 0 | 13 | 37427.2922 |  | 0 |  | 0 |  | 0 |  | 0 |  | 0 |  | 0 |  | 0 |  | 0 |  | 0 | 13 | 50299.151 |  | 0 |  | 0 | 87726.4433
Carts | Cart, Packaged Beer | 4' | Iowa Rotocast Plastics |  | 6 | 7 | Good | 6720 | 40320 |  | 0 | 3 | 21700.224 |  | 0 |  | 0 |  | 0 | 3 | 24423.7933 |  | 0 |  | 0 | 3 | 26688.5384 |  | 0 |  | 0 |  | 0 | 3 | 30038.1851 |  | 0 |  | 0 |  | 0 | 3 | 33808.2419 |  | 0 |  | 0 |  | 0 | 136658.9827
Carts | Cart, Condiment with Ice Well | 6' | Gallery/Corsair |  | 10 | 7 | Good | 6720 | 67200 |  | 0 |  | 0 | 10 | 74504.1024 |  | 0 |  | 0 |  | 0 |  | 0 |  | 0 |  | 0 |  | 0 |  | 0 |  | 0 | 10 | 100127.2835 |  | 0 |  | 0 |  | 0 |  | 0 |  | 0 |  | 0 |  | 0 | 174631.3859
Carts | Cart, Semi Circular Bar Top Portable | 7' | Custom |  | 6 | 7 | Good | 13440 | 80640 |  | 0 |  | 0 |  | 0 | 6 | 92087.0706 |  | 0 |  | 0 |  | 0 |  | 0 |  | 0 | 6 | 109956.7781 |  | 0 |  | 0 |  | 0 |  | 0 |  | 0 | 6 | 131294.1434 |  | 0 |  | 0 |  | 0 |  | 0 | 333337.9921
Carts | Front Cart with (2) Ice Wells and Wood Front 9' | 9' | Corsair |  | 7 | 7 | Good | 17920 | 125440 |  | 0 |  | 0 |  | 0 | 7 | 143246.5542 |  | 0 |  | 0 |  | 0 |  | 0 |  | 0 |  | 0 |  | 0 | 7 | 181460.4491 |  | 0 |  | 0 |  | 0 |  | 0 |  | 0 |  | 0 | 7 | 223173.464 |  | 0 | 547880.4674
Carts | Cart, with Sink, 69" Ice Cream Freezer | 9' | Gallery/Corsair |  | 2 | 7 | Good | 22400 | 44800 |  | 0 |  | 0 |  | 0 |  | 0 |  | 0 |  | 0 | 2 | 55903.3491 |  | 0 |  | 0 |  | 0 |  | 0 |  | 0 |  | 0 | 2 | 68754.068 |  | 0 |  | 0 |  | 0 |  | 0 |  | 0 |  | 0 | 124657.4171
Carts | 9' Back Cart, 2 Drawer Hot holding, Undercounter Refrigerator and Storage | 9' | Gallery/Corsair |  | 1 | 7 | Good | 13500 | 13500 |  | 0 |  | 0 |  | 0 |  | 0 |  | 0 |  | 0 |  | 0 | 1 | 17351.2515 |  | 0 |  | 0 |  | 0 |  | 0 |  | 0 |  | 0 | 1 | 21339.8508 |  | 0 |  | 0 |  | 0 |  | 0 |  | 0 | 38691.1023
Carts | Back Cart with sink 10" with sink | 10' | Gallery/Corsair |  | 7 | 7 | Good | 12500 | 87500 |  | 0 |  | 0 |  | 0 |  | 0 | 7 | 102918.4925 |  | 0 |  | 0 |  | 0 |  | 0 |  | 0 |  | 0 | 7 | 126576.7642 |  | 0 |  | 0 |  | 0 |  | 0 | 7 | 146737.1611 |  | 0 |  | 0 |  | 0 | 376232.4178
Carts | 10' Cart, Hand sink, 3 Hot Wells, 2 Cold Wells, Undercounter Refrigerator | Canopy's are in Storage | Gallery/Corsair |  | 4 | 7 | Good | 28000 | 112000 |  | 0 |  | 0 |  | 0 |  | 0 |  | 0 |  | 0 |  | 0 |  | 0 | 4 | 148269.6576 |  | 0 |  | 0 |  | 0 |  | 0 |  | 0 |  | 0 | 4 | 182352.9769 |  | 0 |  | 0 |  | 0 |  | 0 | 330622.6346
Carts | 10' Cart, Hand sink, Storage, Single Kegarator | 10' | Gallery/Corsair |  | 1 | 7 | Good | 16800 | 16800 |  | 0 |  | 0 |  | 0 | 1 | 19184.8064 |  | 0 |  | 0 |  | 0 |  | 0 |  | 0 |  | 0 | 1 | 23594.892 |  | 0 |  | 0 |  | 0 |  | 0 |  | 0 | 1 | 28173.5349 |  | 0 |  | 0 |  | 0 | 70953.2333
Carts | 10' Cart hand sink, With Ventless hood 36" Griddle | 10' | Gallery/Corsair |  | 1 | 7 | Good | 65000 | 65000 |  | 0 |  | 0 |  | 0 | 1 | 74226.9294 |  | 0 |  | 0 |  | 0 |  | 0 |  | 0 |  | 0 | 1 | 91289.7606 |  | 0 |  | 0 |  | 0 |  | 0 | 1 | 105829.8527 |  | 0 |  | 0 |  | 0 |  | 0 | 271346.5427
Carts | 10' Back Cart, Undercounter Cooler, Under Counter Warmer | 10' | Gallery/Corsair |  | 3 | 7 | Good | 16800 | 50400 |  | 0 |  | 0 | 3 | 55878.0768 |  | 0 |  | 0 |  | 0 |  | 0 |  | 0 |  | 0 | 3 | 68722.9863 |  | 0 |  | 0 |  | 0 |  | 0 |  | 0 |  | 0 | 3 | 84520.6048 |  | 0 |  | 0 |  | 0 | 209121.6679
Carts | Cart, Food Back Counter | 10' | Gallery/Corsair |  | 6 | 10 | Good | 8500 | 51000 |  | 0 |  | 0 |  | 0 |  | 0 |  | 0 |  | 0 |  | 0 | 6 | 65549.1725 |  | 0 |  | 0 |  | 0 |  | 0 |  | 0 |  | 0 | 6 | 80617.2141 |  | 0 |  | 0 |  | 0 |  | 0 |  | 0 | 146166.3866
Carts | Cart, Food with Sink, warmer, cold well and refrigerator | 10' | Gallery/Corsair |  | 8 | 7 | Good | 12500 | 100000 |  | 0 |  | 0 |  | 0 |  | 0 | 8 | 117621.1343 |  | 0 |  | 0 |  | 0 |  | 0 |  | 0 |  | 0 | 8 | 144659.1591 |  | 0 |  | 0 |  | 0 |  | 0 | 8 | 167699.6127 |  | 0 |  | 0 |  | 0 | 429979.9061
Carts | 12' Popcorn Cart, Sink, Butter Warmer, storage and Popper | 12' | Gallery/Corsair |  | 1 | 7 | Good | 31360 | 31360 |  | 0 |  | 0 |  | 0 |  | 0 | 1 | 36885.9877 |  | 0 |  | 0 |  | 0 |  | 0 |  | 0 |  | 0 | 1 | 45365.1123 |  | 0 |  | 0 |  | 0 |  | 0 |  | 0 |  | 0 |  | 0 |  | 0 | 82251.1
Carts | 12'-05" Cart , Drop-in Cold Wells (2), Drop-in Hot Well (2), Warming Drawers (2 drawers) | 12 1/2' | Gallery/Corsair |  | 1 | 7 | Good | 31360 | 31360 |  | 0 |  | 0 |  | 0 |  | 0 |  | 0 | 1 | 37992.5673 |  | 0 |  | 0 |  | 0 |  | 0 |  | 0 |  | 0 | 1 | 46726.0657 |  | 0 |  | 0 |  | 0 |  | 0 |  | 0 |  | 0 | 1 | 57467.167 | 142185.8
Carts, Subcontractors | Dip and Dots | Cart with awing and deep freezer 5' | NIKEC |  | 2 | 7 | Good | 0 | 0 |  | 0 |  | 0 |  | 0 |  | 0 |  | 0 |  | 0 |  | 0 |  | 0 |  | 0 |  | 0 |  | 0 |  | 0 |  | 0 |  | 0 |  | 0 |  | 0 |  | 0 |  | 0 |  | 0 |  | 0 | 0
Carts, Subcontractors | Lemonade | Cart with awing 5' | NIKEC |  | 1 | 7 | Good | 0 | 0 |  | 0 |  | 0 |  | 0 |  | 0 |  | 0 |  | 0 |  | 0 |  | 0 |  | 0 |  | 0 |  | 0 |  | 0 |  | 0 |  | 0 |  | 0 |  | 0 |  | 0 |  | 0 |  | 0 |  | 0 | 0
Carts, Subcontractors | Nuts | Front cart with a roaster | NIKEC |  | 1 | 7 | Good | 0 | 0 |  | 0 |  | 0 |  | 0 |  | 0 |  | 0 |  | 0 |  | 0 |  | 0 |  | 0 |  | 0 |  | 0 |  | 0 |  | 0 |  | 0 |  | 0 |  | 0 |  | 0 |  | 0 |  | 0 |  | 0 | 0
Carts | Cart, Dessert | 60" | Levy |  | 2 | 7 | Good | 22400 | 44800 | 1 | 23296 |  | 0 |  | 0 |  | 0 |  | 0 |  | 0 | 2 | 55903.3491 |  | 0 |  | 0 |  | 0 | 0 | 0 |  | 0 |  | 0 |  | 0 |  | 0 | 2 | 72941.1908 |  | 0 | 2 | 77383.3093 |  | 0 |  | 0 | 229523.8492
Carts | Cart, Flat Bed | 5' | Carlisle/Cambro |  | 8 | 10 | Good | 680 | 5440 |  | 0 |  | 8 |  | 0 |  | 0 |  | 0 |  | 0 |  | 0 |  | 0 |  | 0 |  | 0 |  | 0 | 8 | 7869.4583 |  | 0 |  | 0 |  | 0 |  | 0 |  | 0 |  | 0 |  | 0 | 8 | 9968.7943 | 17846.2525
Carts | Cart, Ice |  | Carlisle/Cambro |  | 9 | 10 | Good | 1332 | 11988 |  | 0 |  | 0 |  | 0 | 9 | 13689.7297 |  | 0 |  | 0 |  | 0 |  | 0 |  | 0 |  | 0 |  | 0 |  | 0 |  | 0 | 9 | 18397.852 |  | 0 |  | 0 |  | 0 |  | 0 |  | 0 |  | 0 | 32087.5816
Carts | Cart, Utility | 4' | Carlisle/Cambro |  | 43 | 7 | Good | 793 | 34099 |  | 0 | 10 | 8535.852 |  | 0 |  | 0 |  | 0 |  | 0 |  | 0 |  | 0 | 10 | 10498.0213 |  | 0 |  | 0 |  | 0 |  | 0 | 15 | 18255.1259 |  | 0 |  | 0 |  | 0 |  | 0 |  | 0 | 15 | 21797.575 | 59086.5741
CO2 | Central CO2 System | Not in use setting by loading dock |  |  | 1 | 15 | Poor | 95000 | 95000 |  | 0 | 1 | 102258 |  | 0 |  | 0 |  | 0 |  | 0 |  | 0 |  | 0 |  | 0 |  | 0 |  | 0 |  | 0 |  | 0 |  | 0 |  | 0 | 1 | 154674.4001 |  | 0 |  | 0 |  | 0 |  | 0 | 256932.4001
CO2 | CO2 Nitrogen Blender |  |  |  | 3 | 10 | Good | 1475 | 4425 |  | 0 |  | 0 |  | 0 |  | 0 | 3 | 5204.7352 |  | 0 |  | 0 |  | 0 |  | 0 |  | 0 |  | 0 |  | 0 |  | 0 |  | 0 | 3 | 6994.7289 |  | 0 |  | 0 |  | 0 |  | 0 | 3 | 8108.8078 | 20308.2719
Coffee | Coffee, Double Station Coffee Brewer |  | Fetco | CBS-2231, 2052e, | 16 | 7 | Good | 2249 | 35984 |  | 0 |  | 0 |  | 0 |  | 0 | 5 | 13226.4965 |  | 0 |  | 0 |  | 0 |  | 0 | 5 | 15333.1345 |  | 0 |  | 0 |  | 0 |  | 0 | 5 | 17775.3054 |  | 0 |  | 0 |  | 0 |  | 0 | 5 | 20606.4507 | 66941.3871
Coffee | Coffee Maker, Espresso | Nouva | Simoneli |  | 7 | 7 | Good | 5670 | 39690 |  | 0 | 3 | 18309.564 |  | 0 |  | 0 |  | 0 |  | 0 |  | 0 |  | 0 | 3 | 22518.4543 |  | 0 |  | 0 |  | 0 |  | 0 |  | 0 |  | 0 | 3 | 27694.8584 |  | 0 |  | 0 |  | 0 | 3 | 31170.8071 | 99693.6837
Coffee | Coffee, Vending Machines | Single | Coti |  | 8 | 7 | Good | 6910 | 55280 |  | 0 |  | 0 |  | 0 |  | 0 |  | 0 |  | 0 | 8 | 68980.7397 |  | 0 |  | 0 |  | 0 |  | 0 |  | 0 |  | 0 |  | 0 | 8 | 87382.7372 |  | 0 |  | 0 |  | 0 |  | 0 |  | 0 | 156363.4769
Coffee | Coffee, Grinder |  | Mazzer | Super Jolly | 2 | 7 | Good | 1400 | 2800 |  | 0 | 2 | 3013.92 |  | 0 |  | 0 |  | 0 |  | 0 |  | 0 |  | 0 | 2 | 3706.7414 |  | 0 |  | 0 |  | 0 |  | 0 |  | 0 |  | 0 | 2 | 4558.8244 |  | 0 |  | 0 |  | 0 | 2 | 5130.9971 | 16410.4829
Cooking Equipment | Broiler, Gas, Double Deck Overfired | 36" | Montague | 236W36 | 1 | 10 | Good | 28120 | 28120 |  | 0 |  | 0 |  | 0 |  | 0 |  | 0 |  | 0 |  | 0 | 1 | 36142.0143 |  | 0 |  | 0 |  | 0 |  | 0 |  | 0 |  | 0 |  | 0 |  | 0 |  | 0 | 1 | 48571.845 |  | 0 |  | 0 | 84713.8594
Cooking Equipment | Charbroiler, Gas, w/ Stand, 48" | 48" | Vulcan | MSA48-101 | 2 | 10 | Fair | 14864 | 29728 | 1 | 15458.56 |  | 0 |  | 0 |  | 0 |  | 0 | 1 | 18007.7016 |  | 0 |  | 0 |  | 0 |  | 0 |  | 0 |  | 0 |  | 0 |  | 0 |  | 0 | 2 | 48401.6902 |  | 0 |  | 0 |  | 0 |  | 0 | 81867.9517
Cooking Equipment | Gas Low Profile 60" Radiant Charbroiler | 60" | Vulcan | VCCB60 | 1 | 10 | Good | 16508 | 16508 |  | 0 |  | 0 |  | 0 |  | 0 |  | 0 |  | 0 | 1 | 20599.3859 |  | 0 |  | 0 |  | 0 |  | 0 |  | 0 |  | 0 |  | 0 |  | 0 |  | 0 | 1 | 27683.8521 |  | 0 |  | 0 |  | 0 | 48283.2379
Cooking Equipment | Griddle, Gas, w/ Stand - 48" | 48" | Vulcan | 948RX-101 | 1 | 10 | Good | 16951 | 16951 |  | 0 |  | 0 |  | 0 |  | 0 | 1 | 19937.9585 |  | 0 |  | 0 |  | 0 |  | 0 |  | 0 |  | 0 |  | 0 |  | 0 |  | 0 | 1 | 26794.949 |  | 0 |  | 0 |  | 0 |  | 0 |  | 0 | 46732.9074
Cooking Equipment | Griddle, Gas, w/ Stand - 36" | 36" | Vulcan | MSA36-101 | 14 | 10 | Good | 14075 | 197050 |  | 0 |  | 0 |  | 0 | 5 | 80364.9255 |  | 0 |  | 0 |  | 0 |  | 0 | 5 | 93164.9746 |  | 0 |  | 0 |  | 0 |  | 0 | 5 | 108003.7397 |  | 0 |  | 0 |  | 0 |  | 0 | 5 | 125205.9353 |  | 0 | 406739.5751
Cooking Equipment | Grill, Hot Dog Roller Grill - 36" | 36" | Nemco/Connolly |  | 10 | 7 | Good | 1859 | 18590 |  | 0 |  | 0 | 5 | 10305.2921 |  | 0 |  | 0 |  | 0 |  | 0 |  | 0 | 5 | 12305.0577 |  | 0 |  | 0 |  | 0 |  | 0 | 5 | 14264.9344 |  | 0 |  | 0 |  | 0 |  | 0 | 5 | 16536.9687 |  | 0 | 53412.253
Cooking Equipment | Cheese Melter | Electric, Wall Mounted | Vulcan | 1036-1 | 5 | 10 | Good | 6036 | 30180 |  | 0 |  | 0 |  | 0 |  | 0 | 5 | 35498.0583 |  | 0 |  | 0 |  | 0 |  | 0 |  | 0 |  | 0 |  | 0 |  | 0 |  | 0 | 5 | 47706.422 |  | 0 |  | 0 |  | 0 |  | 0 |  | 0 | 83204.4803
Cooking Equipment | Induction Warmer | Single Warmer | Cook Tech | MCD 3500 | 10 | 7 | Good | 3780 | 37800 |  | 0 |  | 0 |  | 0 |  | 0 |  | 0 | 5 | 22897.3062 |  | 0 |  | 0 |  | 0 |  | 0 | 5 | 26544.2535 |  | 0 |  | 0 |  | 0 |  | 0 |  | 0 | 5 | 31695.2268 |  | 0 |  | 0 |  | 0 | 81136.7865
Cooking Equipment | Induction Warmer, Drop In-Double | Double Warmer | Cook Tech | MCD25002 | 5 | 7 | Good | 2870 | 14350 |  | 0 |  | 0 | 3 | 9545.8381 |  | 0 |  | 0 | 3 | 10430.9951 |  | 0 |  | 0 |  | 0 |  | 0 | 3 | 12092.3821 |  | 0 |  | 0 |  | 0 |  | 0 |  | 0 | 3 | 14438.9367 |  | 0 |  | 0 |  | 0 | 46508.152
Cooking Equipment | Fryer, Oil Vac | C-3 Greaser Container |  |  | 1 | 7 | Good | 2875 | 2875 |  | 0 |  | 0 |  | 0 |  | 0 |  | 0 |  | 0 | 1 | 3587.5475 |  | 0 |  | 0 |  | 0 |  | 0 |  | 0 |  | 0 | 1 | 4412.2309 |  | 0 |  | 0 |  | 0 |  | 0 |  | 0 |  | 0 | 7999.7784
Cooking Equipment | 4 Unit Floor Fryer System with Millivolt Controls and KleenScreen Filtration |  | Vulcan | 4GR45MF-1 | 1 | 10 | Fair | 55822 | 55822 |  | 0 | 1 | 60086.8008 |  | 0 |  | 0 |  | 0 |  | 0 |  | 0 |  | 0 |  | 0 |  | 0 |  | 0 | 1 | 80751.6358 |  | 0 |  | 0 |  | 0 |  | 0 |  | 0 |  | 0 |  | 0 |  | 0 | 140838.4366
Cooking Equipment | Fryer, Deep Fat, Gas w/Filter | 65-70LB LG SERIES GAS FREESTANDING FRYER | Vulcan | LG500 | 26 | 10 | Fair | 4088 | 106288 |  | 0 |  | 0 | 6 | 27193.9974 |  | 0 |  | 0 |  | 0 |  | 0 | 6 | 31525.2961 |  | 0 |  | 0 |  | 0 |  | 0 |  | 0 |  | 0 | 6 | 38772.1378 |  | 0 |  | 0 |  | 0 | 8 | 58184.5103 |  | 0 | 155675.9416
Cooking Equipment | Fryer, Deep Fat, Gas w/Filter | 50LB LG SERIES GAS FREESTANDING FRYER | Vulcan | LG400 | 10 | 10 | Fair | 3270 | 32700 |  | 0 | 10 | 35198.28 |  | 0 |  | 0 |  | 0 |  | 0 |  | 0 |  | 0 | 10 | 43289.4447 |  | 0 |  | 0 |  | 0 |  | 0 |  | 0 |  | 0 |  | 0 | 20 | 109675.5467 |  | 0 |  | 0 |  | 0 | 188163.2714
Cooking Equipment | Fry, Dump Station |  | Vulcan | VX15 | 20 | 15 | Fair | 3614 | 72280 |  | 0 |  | 0 | 10 | 40068.1289 |  | 0 |  | 0 |  | 0 |  | 0 |  | 0 |  | 0 |  | 0 |  | 0 |  | 0 |  | 0 |  | 0 |  | 0 |  | 0 |  | 0 | 10 | 62424.8392 |  | 0 |  | 0 | 102492.9681
Cooking Equipment | Fry Dump Station |  | Vulcan | VX21 | 9 | 15 | Fair | 4126 | 37134 |  | 0 | 9 | 39971.0376 |  | 0 |  | 0 |  | 0 |  | 0 |  | 0 |  | 0 |  | 0 |  | 0 |  | 0 |  | 0 |  | 0 |  | 0 |  | 0 |  | 0 | 9 | 62273.5742 |  | 0 |  | 0 |  | 0 | 102244.6118
Cooking Equipment | Oven, Combi 20 Pan Full-Size |  | Rational | SCC WE 202G | 3 | 10 | Poor | 45000 | 135000 | 3 | 140400 |  | 0 |  | 0 |  | 0 |  | 0 |  | 0 |  | 0 |  | 0 |  | 0 | 3 | 184079.4276 |  | 0 |  | 0 |  | 0 |  | 0 |  | 0 |  | 0 |  | 0 |  | 0 |  | 0 | 3 | 247387.3579 | 571866.7855
Cooking Equipment | Oven, Convection (Single Unit) |  | Vulcan |  | 1 | 10 | Poor | 7600 | 7600 | 1 | 7904 |  | 0 |  | 0 |  | 0 |  | 0 |  | 0 |  | 0 |  | 0 |  | 0 | 1 | 10362.99 |  | 0 |  | 0 |  | 0 |  | 0 |  | 0 |  | 0 |  | 0 |  | 0 |  | 0 | 1 | 13926.992 | 32193.982
Cooking Equipment | Oven, Convection (Double Stack Unit) |  | Vulcan | VC4GD-SEFCDB5 | 9 | 10 | Poor | 15902 | 143118 | 4 | 66152.32 | 5 | 85584.564 |  | 0 |  | 0 |  | 0 |  | 0 |  | 0 |  | 0 |  | 0 | 5 | 108415.9651 |  | 0 |  | 0 |  | 0 |  | 0 |  | 0 |  | 0 |  | 0 |  | 0 |  | 0 | 5 | 145701.9913 | 405854.8404
Cooking Equipment | Oven, Conveyor (Pizza) (Double Stack Unit) | All Impingers in the building are in poor conditions | Lincoln | 1450 | 4 | 10 | Poor | 35764 | 143056 | 2 | 74389.12 | 2 | 76992.7392 |  | 0 |  | 0 |  | 0 |  | 0 |  | 0 |  | 0 |  | 0 | 4 | 195064.197 |  | 0 |  | 0 |  | 0 |  | 0 |  | 0 |  | 0 |  | 0 |  | 0 |  | 0 | 4 | 262149.9694 | 608596.0256
Cooking Equipment | Oven, Microwave | RFS 11B | Amana |  | 3 | 7 | Good | 1884 | 5652 |  | 0 | 3 | 6083.8128 |  | 0 |  | 0 |  | 0 |  | 0 |  | 0 |  | 0 | 3 | 7482.3224 |  | 0 |  | 0 |  | 0 |  | 0 |  | 0 |  | 0 | 3 | 9202.3127 |  | 0 |  | 0 |  | 0 |  | 0 | 22768.4479
Cooking Equipment | Oven, Panini Press | Double | Star Pro Max 3' |  | 11 | 7 | Good | 8535 | 93885 |  | 0 |  | 0 |  | 0 |  | 0 | 11 | 110428.6019 |  | 0 |  | 0 |  | 0 |  | 0 |  | 0 |  | 0 | 11 | 135813.2515 |  | 0 |  | 0 |  | 0 |  | 0 |  | 0 |  | 0 | 11 | 167033.1686 |  | 0 | 413275.022
Cooking Equipment | Oven, Pizza Deck | Double Deck | Blodgett |  | 1 | 15 | Good | 33200 | 33200 |  | 0 |  | 0 |  | 0 |  | 0 |  | 0 |  | 0 |  | 0 |  | 0 |  | 0 | 1 | 45269.9037 |  | 0 |  | 0 |  | 0 |  | 0 |  | 0 |  | 0 |  | 0 |  | 0 |  | 0 |  | 0 | 45269.9037
Cooking Equipment | Oven, Pizza | Not is use | Earth Stone | PAGW-160 | 3 | 15 | Not Used | 22680 | 68040 |  | 0 |  | 0 |  | 0 |  | 0 |  | 0 |  | 0 |  | 0 |  | 0 |  | 0 |  | 0 |  | 0 |  | 0 |  | 0 |  | 0 |  | 0 |  | 0 |  | 0 |  | 0 |  | 0 |  | 0 | 0
Cooking Equipment | Oven, Pretzel Drawer Cook |  | Gold Medal |  | 2 | 7 | Good | 250 | 500 |  | 0 |  | 0 |  | 0 | 2 | 570.9764 |  | 0 |  | 0 |  | 0 |  | 0 |  | 0 |  | 0 | 2 | 702.2289 |  | 0 |  | 0 |  | 0 |  | 0 |  | 0 |  | 0 | 2 | 863.653 |  | 0 |  | 0 | 2136.8583
Cooking Equipment | Oven, Rapid Cook |  | Turbo Chef |  | 1 | 7 | Poor | 21500 | 21500 | 1 | 22360 |  | 0 |  | 0 |  | 0 |  | 0 |  | 0 |  | 0 | 1 | 27633.4747 |  | 0 |  | 0 |  | 0 |  | 0 |  | 0 |  | 0 | 1 | 33985.6883 |  | 0 |  | 0 |  | 0 |  | 0 |  | 0 | 83979.163
Cooking Equipment | Range, 2 French Plates 36" Gas and Standard Oven |  | Vulcan | V2FT36S | 1 | 10 | Good | 18945 | 18945 |  | 0 |  | 0 |  | 0 |  | 0 |  | 0 |  | 0 |  | 0 | 1 | 24349.5897 |  | 0 |  | 0 |  | 0 |  | 0 |  | 0 |  | 0 |  | 0 |  | 0 |  | 0 | 1 | 32723.8124 |  | 0 |  | 0 | 57073.402
Cooking Equipment | Range, Gas, 6-Burner, 2 Convection Base and 36" Griddle |  | Vulcan | 72CC-6B36GN | 2 | 10 | Good | 14850 | 29700 |  | 0 |  | 0 |  | 0 |  | 0 |  | 0 | 2 | 35981.4812 |  | 0 |  | 0 |  | 0 |  | 0 |  | 0 |  | 0 |  | 0 |  | 0 |  | 0 | 2 | 48356.1019 |  | 0 |  | 0 |  | 0 |  | 0 | 84337.5831
Cooking Equipment | Range 8 Burner 48" Gas Range with 2 Standard Ovens |  | Vulcan | 48SS-8BN | 2 | 10 | Good | 16839 | 33678 |  | 0 |  | 0 |  | 0 |  | 0 |  | 0 | 2 | 40800.819 |  | 0 |  | 0 |  | 0 |  | 0 |  | 0 |  | 0 |  | 0 |  | 0 |  | 0 | 2 | 54832.8889 |  | 0 |  | 0 |  | 0 |  | 0 | 95633.7079
Cooking Equipment | Rice Cooker, Electronic |  | Town | 57130 | 4 | 7 | Good | 668 | 2672 |  | 0 |  | 0 | 4 | 2962.425 |  | 0 |  | 0 |  | 0 |  | 0 |  | 0 |  | 0 |  | 0 | 4 | 3752.7114 |  | 0 |  | 0 |  | 0 |  | 0 |  | 0 |  | 0 | 4 | 4615.3617 |  | 0 |  | 0 | 11330.4981
Cooking Equipment | Smoker- Southern Pride | 65,000 BTU | Southern Pride | 986SRG400 | 2 | 10 | Good | 20600 | 41200 |  | 0 |  | 0 |  | 0 |  | 0 |  | 0 |  | 0 | 2 | 51411.1157 |  | 0 |  | 0 |  | 0 |  | 0 |  | 0 |  | 0 |  | 0 |  | 0 |  | 0 | 2 | 69092.2404 |  | 0 |  | 0 |  | 0 | 120503.3561
Cooking Equipment | Steamer | Counter Top E2-5 | South Bend/Accutemp |  | 1 | 7 | Good | 6430 | 6430 |  | 0 |  | 0 | 1 | 7128.8896 |  | 0 |  | 0 |  | 0 |  | 0 |  | 0 |  | 0 | 1 | 8767.635 |  | 0 |  | 0 |  | 0 |  | 0 |  | 0 |  | 0 | 1 | 10783.0851 |  | 0 |  | 0 |  | 0 | 26679.6096
Cooking Equipment | Tilt Skillet, Gas - 40 Gal Cleveland |  | Cleveland | SGL-40-T1 | 3 | 10 | Good | 33130 | 99390 |  | 0 |  | 0 |  | 0 |  | 0 |  | 0 |  | 0 |  | 0 | 3 | 127743.7697 |  | 0 |  | 0 |  | 0 |  | 0 |  | 0 |  | 0 |  | 0 |  | 0 |  | 0 | 3 | 171676.9444 |  | 0 |  | 0 | 299420.7141
Counters, Stainless Steel | Counters, Stainless Steel Front | 5' per 266 POS | Fabricated |  | 328 | 20 | Good | 650 | 213200 |  | 0 |  | 0 |  | 0 |  | 0 |  | 0 |  | 0 |  | 0 |  | 0 |  | 0 |  | 0 |  | 0 |  | 0 |  | 0 |  | 0 | 1330 | 1366540.8163 |  | 0 |  | 0 |  | 0 |  | 0 |  | 0 | 1366540.8163
Counters, Stainless Steel | Counters, Stainless Steel Back with Under Cabinets | 4' per 266 POS | Fabricated |  | 264 | 20 | Good | 450 | 118800 |  | 0 |  | 0 |  | 0 |  | 0 |  | 0 |  | 0 |  | 0 |  | 0 |  | 0 |  | 0 |  | 0 |  | 0 |  | 0 |  | 0 | 1064 | 756853.3752 |  | 0 |  | 0 |  | 0 |  | 0 |  | 0 | 756853.3752
Heated Shelf / Displays | Heated Food Display 24" | 24" | Nemco |  | 9 | 7 | Good | 2913 | 26217 |  | 0 | 4 | 12542.2128 |  | 0 |  | 0 |  | 0 |  | 0 | 4 | 14539.8621 |  | 0 |  | 0 |  | 0 |  | 0 |  | 0 | 4 | 17361.3558 |  | 0 |  | 0 |  | 0 | 4 | 19540.3589 |  | 0 |  | 0 | 4 | 21352.2777 | 85336.0673
Heated Shelf / Displays | Heated Shelf, Service Case - 32''D |  | Structural Concepts | B2432H | 4 | 7 | Good | 18675 | 74700 |  | 0 |  | 0 |  | 0 |  | 0 |  | 0 |  | 0 |  | 0 | 4 | 96010.2585 |  | 0 |  | 0 |  | 0 |  | 0 |  | 0 |  | 0 | 4 | 118080.5078 |  | 0 |  | 0 |  | 0 |  | 0 |  | 0 | 214090.7663
Heated Shelf / Displays | Heated Shelf, Slanted, 36" | 36" | Hatco |  | 6 | 7 | Good | 4288 | 25728 |  | 0 |  | 0 |  | 0 |  | 0 | 6 | 30261.5654 |  | 0 |  | 0 |  | 0 |  | 0 |  | 0 |  | 0 | 6 | 37217.9084 |  | 0 |  | 0 |  | 0 |  | 0 |  | 0 |  | 0 | 6 | 45773.3329 |  | 0 | 113252.8068
Heated Shelf / Displays | Heated Shelf, Slanted, 40" | 40" | Hatco |  | 2 | 7 | Good | 4250 | 8500 |  | 0 |  | 0 |  | 0 |  | 0 | 2 | 9997.7964 |  | 0 |  | 0 |  | 0 |  | 0 |  | 0 |  | 0 | 2 | 12296.0285 |  | 0 |  | 0 |  | 0 |  | 0 |  | 0 |  | 0 | 2 | 15122.5641 |  | 0 | 37416.3891
Heated Shelf / Displays | Heated Shelf, Slanted, 44" | 44" | Hatco |  | 7 | 7 | Good | 4500 | 31500 |  | 0 |  | 0 |  | 0 |  | 0 | 7 | 37050.6573 |  | 0 |  | 0 |  | 0 |  | 0 |  | 0 |  | 0 | 7 | 45567.6351 |  | 0 |  | 0 |  | 0 |  | 0 |  | 0 |  | 0 | 7 | 56042.4435 |  | 0 | 138660.7359
Heated Shelf / Displays | Heated Shelf, Slanted, 48" |  | Hatco | HXMH-48D | 5 | 7 | Good | 6440 | 32200 |  | 0 |  | 0 |  | 0 |  | 0 | 5 | 37874.0052 |  | 0 |  | 0 |  | 0 |  | 0 |  | 0 |  | 0 | 5 | 46580.2492 |  | 0 |  | 0 | 5 | 50899.496 |  | 0 |  | 0 |  | 0 | 5 | 57287.8312 |  | 0 | 192641.5816
Heated Shelf / Displays | Heated Shelf, Slanted, 52 |  | Hatco | HXMS-52 | 7 | 7 | Good | 4666 | 32662 |  | 0 |  | 0 |  | 0 |  | 0 |  | 0 | 7 | 39569.9373 |  | 0 |  | 0 |  | 0 |  | 0 |  | 0 |  | 0 | 7 | 48666.0318 |  | 0 |  | 0 | 7 | 53178.6869 |  | 0 |  | 0 |  | 0 | 7 | 59853.0806 | 201267.7366
Heated Shelf / Displays | Heated Shelf, Slanted, 60" |  | Hatco | HXMS-60 | 10 | 7 | Good | 7500 | 75000 |  | 0 |  | 0 |  | 0 |  | 0 |  | 0 | 10 | 90862.3262 |  | 0 |  | 0 |  | 0 |  | 0 |  | 0 |  | 0 | 10 | 111749.2004 |  | 0 |  | 0 | 10 | 122111.3685 |  | 0 |  | 0 |  | 0 | 10 | 137437.421 | 462160.3161
Heated Shelf / Displays | Infrared Warmer 60" | 60" | Hatco | GRA-60 | 3 | 7 | Good | 323 | 969 |  | 0 |  | 0 |  | 0 |  | 0 |  | 0 | 3 | 1173.9413 |  | 0 |  | 0 |  | 0 |  | 0 |  | 0 |  | 0 | 3 | 1443.7997 |  | 0 |  | 0 | 3 | 1577.6789 |  | 0 |  | 0 |  | 0 | 3 | 1775.6915 | 5971.1113
Heated Shelf / Displays | Infrared Warmer Strip, Over Head | 96" | Hatco | GRA-96 | 3 | 7 | Good | 528 | 1584 |  | 0 |  | 0 |  | 0 |  | 0 |  | 0 | 3 | 1919.0123 |  | 0 |  | 0 |  | 0 |  | 0 |  | 0 |  | 0 | 3 | 2360.1431 |  | 0 |  | 0 | 3 | 2578.9921 |  | 0 |  | 0 |  | 0 | 3 | 2902.6783 | 9760.8259
Heated Shelf / Displays | Drop-In, 1 Pan Hotel Food Well with Drain |  | Hatco |  | 3 | 10 | Good | 1100 | 3300 |  | 0 |  | 0 |  | 0 |  | 0 | 3 | 3881.4974 |  | 0 |  | 0 |  | 0 |  | 0 |  | 0 |  | 0 |  | 0 |  | 0 |  | 0 | 3 | 5216.408 |  | 0 |  | 0 |  | 0 |  | 0 |  | 0 | 9097.9054
Heated Shelf / Displays | Drop-In, Hot Food Well with Thermostatic Control and Drain |  | WELLS | MOD-200DM | 3 | 10 | Good | 2919 | 8757 |  | 0 |  | 0 |  | 0 |  | 0 | 3 | 10300.0827 |  | 0 |  | 0 |  | 0 |  | 0 |  | 0 |  | 0 |  | 0 |  | 0 |  | 0 | 3 | 13842.4499 |  | 0 |  | 0 |  | 0 |  | 0 |  | 0 | 24142.5326
Heated Shelf / Displays | Drop-In, 4 Pan Hotel Food Well with Drain |  | Wells | MOD400TDM | 9 | 10 | Good | 5438 | 48942 |  | 0 |  | 0 |  | 0 |  | 0 | 9 | 57566.1355 |  | 0 |  | 0 |  | 0 |  | 0 |  | 0 |  | 0 |  | 0 |  | 0 |  | 0 | 9 | 77364.0724 |  | 0 |  | 0 |  | 0 |  | 0 |  | 0 | 134930.208
Heated Shelf / Displays | Steam Well, 1 Well, Counter-Top |  | Vollrath |  | 5 | 7 | Good | 538 | 2690 |  | 0 |  | 0 |  | 0 | 5 | 3071.8529 |  | 0 |  | 0 |  | 0 |  | 0 |  | 0 |  | 0 | 5 | 3777.9916 |  | 0 |  | 0 |  | 0 |  | 0 |  | 0 |  | 0 | 5 | 4646.4532 |  | 0 |  | 0 | 11496.2977
Heated Shelf / Displays | Steam Well, 2 Well, Counter-Top |  | Vollrath |  | 5 | 7 | Good | 1343 | 6715 |  | 0 |  | 0 |  | 0 | 5 | 7668.2128 |  | 0 |  | 0 |  | 0 |  | 0 |  | 0 |  | 0 | 5 | 9430.9345 |  | 0 |  | 0 |  | 0 |  | 0 |  | 0 |  | 0 | 5 | 11598.8599 |  | 0 |  | 0 | 28698.0071
Heated Shelf / Displays | Steam Well, 4 Wells - Hot Food Table |  | Wells | MOD-400DM | 6 | 10 | Good | 5721 | 34326 |  | 0 |  | 0 |  | 0 |  | 0 |  | 0 |  | 0 | 6 | 42833.4456 |  | 0 |  | 0 |  | 0 |  | 0 |  | 0 |  | 0 |  | 0 |  | 0 |  | 0 | 6 | 57564.5691 |  | 0 |  | 0 |  | 0 | 100398.0146
Heated Shelf / Displays | Dispenser, Nacho Cheese (Counter-Top) | N.I.K.E.C. (BY PURVEYOR) | GEHL'S |  | 1 | 5 | Good | 0 | 0 |  | 0 |  | 0 |  | 0 |  | 0 |  | 0 |  | 0 |  | 0 |  | 0 |  | 0 |  | 0 |  | 0 |  | 0 |  | 0 |  | 0 |  | 0 |  | 0 |  | 0 |  | 0 |  | 0 |  | 0 | 0
Holding Equipment | Heated Food Display 36" |  | Advantco |  | 1 | 7 | Good | 1077 | 1077 |  | 0 |  | 0 |  | 0 | 1 | 1229.8831 |  | 0 |  | 0 |  | 0 |  | 0 |  | 0 |  | 0 | 1 | 1512.6011 |  | 0 |  | 0 |  | 0 |  | 0 |  | 0 |  | 0 | 1 | 1860.3086 |  | 0 |  | 0 | 4602.7928
Holding Equipment | Large Humidified Warming Cabinet- for Pretzels |  | Gold Medal | 5550PR | 8 | 10 | Good | 1053 | 8424 |  | 0 |  | 0 |  | 0 |  | 0 |  | 0 |  | 0 |  | 0 | 8 | 10827.181 |  | 0 |  | 0 |  | 0 |  | 0 |  | 0 |  | 0 |  | 0 |  | 0 |  | 0 | 8 | 14550.8258 |  | 0 |  | 0 | 25378.0068
Holding Equipment | Drawer Warmer, 2 Drawers |  | Hatco | HDW2 | 4 | 10 | Good | 3098 | 12392 |  | 0 |  | 0 | 4 | 13738.9113 |  | 0 |  | 0 |  | 0 |  | 0 |  | 0 |  | 0 |  | 0 |  | 0 |  | 0 | 4 | 18463.9479 |  | 0 |  | 0 |  | 0 |  | 0 |  | 0 |  | 0 |  | 0 | 32202.8591
Holding Equipment | Drawer Warmer, 3 Drawers |  | Hatco | HDW3 | 17 | 10 | Good | 4375 | 74375 |  | 0 |  | 0 | 8 | 38804.22 |  | 0 |  | 0 |  | 0 |  | 0 |  | 0 |  | 0 |  | 0 |  | 0 |  | 0 | 8 | 52149.6268 |  | 0 |  | 0 |  | 0 |  | 0 |  | 0 |  | 0 |  | 0 | 90953.8468
Holding Equipment | Warming Cabinet, Under Counter | 1/2 Height | Crescor | H137SUA50 | 2 | 10 | Good | 3895 | 7790 |  | 0 |  | 0 |  | 0 |  | 0 | 0 | 0 | 2 | 9437.567 |  | 0 |  | 0 |  | 0 |  | 0 |  | 0 |  | 0 |  | 0 |  | 0 |  | 0 | 2 | 12683.3008 |  | 0 |  | 0 |  | 0 |  | 0 | 22120.8678
Holding Equipment | Insulated, Stainless Steel Undercounter Hot Holding Cabinet | 1/2 Height | Crescor | H-137-SUA-SD | 1 | 10 | Good | 3895 | 3895 |  | 0 |  | 0 |  | 0 |  | 0 |  | 0 | 1 | 4718.7835 |  | 0 |  | 0 |  | 0 |  | 0 |  | 0 |  | 0 |  | 0 |  | 0 |  | 0 | 1 | 6341.6504 |  | 0 |  | 0 |  | 0 |  | 0 | 11060.4339
Holding Equipment | Heated Mobile, Cabinet - Half Ht |  | Metro | C535-CLFS-U | 21 | 10 | Good | 3895 | 81795 |  | 0 |  | 0 |  | 0 |  | 0 |  | 0 |  | 0 | 7 | 34022.4289 |  | 0 |  | 0 |  | 0 |  | 0 |  | 0 |  | 0 |  | 0 |  | 0 |  | 0 | 7 | 45723.2994 |  | 0 |  | 0 |  | 0 | 79745.7283
Holding Equipment | Banquet Cart, Warming, 2-Door |  | F.W.E. |  | 1 | 10 | Good | 7190 | 7190 |  | 0 |  | 0 |  | 0 |  | 0 |  | 0 | 1 | 8710.6683 |  | 0 |  | 0 |  | 0 |  | 0 |  | 0 |  | 0 |  | 0 |  | 0 |  | 0 | 1 | 11706.4099 |  | 0 |  | 0 |  | 0 |  | 0 | 20417.0782
Holding Equipment | Holding Cabinet, Alto-Shaam | Full Height | Alto-Shaam | 500-S 208/240/1 | 6 | 10 | Good | 5273 | 31638 |  | 0 |  | 0 |  | 0 |  | 0 |  | 0 | 6 | 38329.3637 |  | 0 |  | 0 |  | 0 |  | 0 |  | 0 |  | 0 |  | 0 |  | 0 |  | 0 | 6 | 51511.4597 |  | 0 |  | 0 |  | 0 |  | 0 | 89840.8234
Holding Equipment | Heated Mobile, Cabinet - Full Ht | Full Height | Metro | C539-HFS-U | 46 | 10 | Good | 5273 | 242558 |  | 0 |  | 0 |  | 0 |  | 0 | 12 | 74425.9489 |  | 0 |  | 0 |  | 0 |  | 0 | 12 | 86280.073 |  | 0 |  | 0 |  | 0 |  | 0 | 12 | 100022.2518 |  | 0 |  | 0 |  | 0 | 12 | 112575.9256 |  | 0 | 373304.1994
Ice | Ice Maker, w/ out Bin - 500lbs (Air Cooled) |  | Hoshizaki | KMD530MAH | 6 | 10 | Good | 5574 | 33444 |  | 0 |  | 0 |  | 0 |  | 0 |  | 0 |  | 0 |  | 0 | 6 | 42984.8338 |  | 0 |  | 0 |  | 0 |  | 0 |  | 0 |  | 0 |  | 0 |  | 0 |  | 0 | 6 | 57768.0222 |  | 0 |  | 0 | 100752.8561
Ice | Ice Maker, w/ out Bin - 650lbs (Water Cooled) |  | Hoshizaki | KM-650MWH | 25 | 10 | Good | 6018 | 150450 |  | 0 |  | 0 |  | 0 |  | 0 | 8 | 56627.5189 |  | 0 |  | 0 |  | 0 |  | 0 |  | 0 |  | 0 |  | 0 | 8 | 71734.0467 |  | 0 |  | 0 |  | 0 |  | 0 |  | 0 |  | 0 | 8 | 88223.8293 | 216585.3949
Ice | Ice Maker, w/ out Bin - 1,300lbs (Air Cooled) |  | Hoshizaki | KM-1301SWH | 3 | 10 | Good | 10056 | 30168 |  | 0 |  | 0 |  | 0 |  | 0 |  | 0 | 3 | 36548.4621 |  | 0 |  | 0 |  | 0 |  | 0 |  | 0 |  | 0 |  | 0 |  | 0 |  | 0 | 3 | 49118.0769 |  | 0 |  | 0 |  | 0 |  | 0 | 85666.539
Ice | Ice Bin, - 600lbs |  | Follett |  | 10 | 15 | Good | 3825 | 38250 |  | 0 |  | 0 |  | 0 |  | 0 |  | 0 |  | 0 |  | 0 |  | 0 |  | 0 |  | 0 |  | 0 | 10 | 55332.1283 |  | 0 |  | 0 |  | 0 |  | 0 |  | 0 |  | 0 |  | 0 |  | 0 | 55332.1283
Ice | Ice Bin, - 1,300lbs |  | Follett |  | 12 | 15 | Good | 6606 | 79272 |  | 0 |  | 0 |  | 0 |  | 0 |  | 0 |  | 0 |  | 0 |  | 0 |  | 0 |  | 0 |  | 0 | 12 | 114674.2086 |  | 0 |  | 0 |  | 0 |  | 0 |  | 0 |  | 0 |  | 0 |  | 0 | 114674.2086
Ice | Ice Macker, W/ out Bin- 2,600lbs (Air Cooled) |  | Voght | HE30S | 1 | 15 | Fair | 17496 | 17496 |  | 0 | 1 | 18832.6944 |  | 0 |  | 0 |  | 0 |  | 0 |  | 0 |  | 0 |  | 0 |  | 0 |  | 0 |  | 0 |  | 0 |  | 0 |  | 0 |  | 0 | 1 | 29340.7242 |  | 0 |  | 0 |  | 0 | 48173.4186
Ice | Ice Maker, Flaker W/Bin | Water Cooled | Hoshizaki | F-1501MWJ | 1 | 10 | Good | 12228 | 12228 |  | 0 |  | 0 |  | 0 |  | 0 |  | 0 |  | 0 |  | 0 | 1 | 15716.3781 |  | 0 |  | 0 |  | 0 |  | 0 |  | 0 |  | 0 |  | 0 |  | 0 |  | 0 | 1 | 21121.4979 |  | 0 |  | 0 | 36837.876
Ice | Ice Maker, w/ out Bin - 1300lbs (Water Cooled) | Water Cooled | Hoshizaki | KM-1301SWH | 3 | 10 | Good | 10056 | 30168 |  | 0 |  | 0 |  | 0 | 3 | 34450.4309 |  | 0 |  | 0 |  | 0 |  | 0 |  | 0 |  | 0 |  | 0 |  | 0 |  | 0 | 3 | 46298.4983 |  | 0 |  | 0 |  | 0 |  | 0 |  | 0 |  | 0 | 80748.9292
Ice Bins | Ice Bin, Service Station Ice Chest- 30"W/Dual Cold Plate |  | Perlick | SS30IC20 | 2 | 10 | Good | 5200 | 10400 |  | 0 |  | 0 |  | 0 |  | 0 |  | 0 |  | 0 | 2 | 12977.5632 |  | 0 |  | 0 |  | 0 |  | 0 |  | 0 |  | 0 |  | 0 |  | 0 |  | 0 | 2 | 17440.7597 |  | 0 |  | 0 |  | 0 | 30418.3229
Ice Bins | Ice Bin, 2600lbs |  | Mannhardt | 2601-2 | 1 | 15 | Good | 15189 | 15189 |  | 0 |  | 0 |  | 0 |  | 0 | 1 | 17865.4741 |  | 0 |  | 0 |  | 0 |  | 0 |  | 0 |  | 0 |  | 0 |  | 0 |  | 0 |  | 0 |  | 0 |  | 0 |  | 0 |  | 0 | 1 | 27833.8265 | 45699.3006
Ice Cream | Ice Cream, Cabinet | 43" | Master Bilt/Electrolux |  | 6 | 7 | Good | 5475 | 32850 |  | 0 |  | 0 |  | 0 |  | 0 | 6 | 38638.5426 |  | 0 |  | 0 |  | 0 |  | 0 |  | 0 |  | 0 | 6 | 47520.5338 |  | 0 |  | 0 |  | 0 |  | 0 |  | 0 |  | 0 | 6 | 58444.2625 |  | 0 | 144603.3389
Ice Cream | Ice Cream, Soft Serve Dispenser | C71327 F Twin Flavor | Taylor |  | 1 | 7 | Good | 23500 | 23500 |  | 0 |  | 0 |  | 0 |  | 0 |  | 0 | 1 | 28470.1956 |  | 0 |  | 0 |  | 0 |  | 0 |  | 0 |  | 0 | 1 | 35014.7495 |  | 0 |  | 0 |  | 0 |  | 0 |  | 0 |  | 0 | 1 | 43063.7253 | 106548.6703
Ice Cream | Ice Cream, Cone Display | Model 8211 | Gold Medal |  | 2 | 7 | Good | 171 | 342 |  | 0 |  | 0 |  | 0 |  | 0 | 2 | 402.2643 |  | 0 |  | 0 |  | 0 |  | 0 |  | 0 |  | 0 | 2 | 494.7343 |  | 0 |  | 0 |  | 0 |  | 0 | 2 | 573.5327 |  | 0 |  | 0 |  | 0 | 1470.5313
Ice Cream | Ice Cream, Waffle Cone Iron |  | Gold Medal |  | 3 | 7 | Good | 498 | 1494 |  | 0 |  | 0 |  | 0 |  | 0 | 3 | 1757.2597 |  | 0 |  | 0 |  | 0 |  | 0 |  | 0 |  | 0 | 3 | 2161.2078 |  | 0 |  | 0 |  | 0 |  | 0 | 3 | 2505.4322 |  | 0 |  | 0 |  | 0 | 6423.8998
Kitchen Equipment | 60 Qt. Planetary Floor Mixer with Guard & Standard | 60 qt | Hobart | P660 | 3 | 20 | Good | 20157 | 60471 |  | 0 |  | 0 |  | 0 |  | 0 |  | 0 |  | 0 |  | 0 |  | 0 |  | 0 |  | 0 |  | 0 |  | 0 |  | 0 | 3 | 92804.1796 |  | 0 |  | 0 |  | 0 |  | 0 |  | 0 |  | 0 | 92804.1796
Kitchen Equipment | 36 oz. Dough Rounder | 36 oz | Sommerset | SDR-400 | 1 | 10 | Good | 7644 | 7644 |  | 0 |  | 0 |  | 0 |  | 0 |  | 0 | 1 | 9260.6883 |  | 0 |  | 0 |  | 0 |  | 0 |  | 0 |  | 0 |  | 0 |  | 0 |  | 0 | 1 | 12445.5907 |  | 0 |  | 0 |  | 0 |  | 0 | 21706.279
Kitchen Equipment | Countertop Mixer 10QT | 10 qt | Global | SP10 | 1 | 10 | Good | 3724 | 3724 |  | 0 |  | 0 |  | 0 |  | 0 | 1 | 4380.211 |  | 0 |  | 0 |  | 0 |  | 0 |  | 0 |  | 0 |  | 0 |  | 0 |  | 0 | 1 | 5886.6374 |  | 0 |  | 0 |  | 0 |  | 0 |  | 0 | 10266.8484
Kitchen Equipment | Rack, Speed Rack |  | Metro |  | 96 | 20 | Good | 886 | 85056 |  | 0 |  | 0 |  | 0 |  | 0 | 20 | 20842.465 |  | 0 |  | 0 |  | 0 |  | 0 |  | 0 |  | 0 |  | 0 |  | 0 |  | 0 | 20 | 28010.5301 |  | 0 |  | 0 |  | 0 |  | 0 |  | 0 | 48852.9951
Kitchen Equipment | Slicer | Slicer | Berkel | X13F-Plus | 1 | 10 | Good | 4250 | 4250 |  | 0 |  | 0 |  | 0 | 1 | 4853.2992 |  | 0 |  | 0 |  | 0 |  | 0 |  | 0 |  | 0 |  | 0 |  | 0 |  | 0 | 1 | 6522.4283 |  | 0 |  | 0 |  | 0 |  | 0 |  | 0 |  | 0 | 11375.7276
Kitchen Equipment | Robot Coupe | 2u Coupe | M20 |  | 2 | 7 | Good | 1465 | 2930 |  | 0 |  | 0 |  | 0 | 2 | 3345.9216 |  | 0 |  | 0 |  | 0 |  | 0 |  | 0 |  | 0 | 2 | 4115.0615 |  | 0 |  | 0 |  | 0 |  | 0 |  | 0 |  | 0 | 2 | 5061.0066 |  | 0 |  | 0 | 12521.9897
Laundry | Rack, Track Rack 14' | 14 ' |  |  | 1 | 10 | Good | 10500 | 10500 |  | 0 |  | 0 |  | 0 |  | 0 |  | 0 | 1 | 12720.7257 |  | 0 |  | 0 |  | 0 |  | 0 |  | 0 |  | 0 |  | 0 |  | 0 |  | 0 | 1 | 17095.5916 |  | 0 |  | 0 |  | 0 |  | 0 | 29816.3173
Laundry | Steam Presser | Presser |  |  | 1 | 10 | Good | 8844 | 8844 |  | 0 |  | 0 |  | 0 |  | 0 |  | 0 | 1 | 10714.4855 |  | 0 |  | 0 |  | 0 |  | 0 |  | 0 |  | 0 |  | 0 |  | 0 |  | 0 | 1 | 14399.3726 |  | 0 |  | 0 |  | 0 |  | 0 | 25113.8581
Laundry | Dryer | Dryer | Dexter Laundry | T-80 | 3 | 10 | Good | 6650 | 19950 |  | 0 |  | 0 |  | 0 |  | 0 |  | 0 |  | 0 |  | 0 |  | 0 | 3 | 26410.5328 |  | 0 |  | 0 |  | 0 |  | 0 |  | 0 |  | 0 |  | 0 |  | 0 |  | 0 | 3 | 35493.5476 |  | 0 | 61904.0803
Laundry | Washer | Washer | Dexter Laundry | T-950 | 3 | 10 | Good | 13470 | 40410 |  | 0 |  | 0 |  | 0 |  | 0 |  | 0 |  | 0 |  | 0 |  | 0 | 3 | 53496.222 |  | 0 |  | 0 |  | 0 |  | 0 |  | 0 |  | 0 |  | 0 |  | 0 |  | 0 | 3 | 71894.449 |  | 0 | 125390.671
Menu Boards | Menu Boards, Digital TV's | 6' |  |  | 18 | 7 | Good | 5000 | 90000 |  | 0 |  | 0 |  | 0 |  | 0 |  | 0 |  | 0 | 18 | 112305.8352 |  | 0 |  | 0 |  | 0 |  | 0 |  | 0 |  | 0 | 18 | 138122.0117 |  | 0 |  | 0 |  | 0 |  | 0 |  | 0 |  | 0 | 250427.8469
Menu Boards | Menu Boards, Digital TV's | 37"L x 42" diag |  |  | 87 | 7 | Good | 6500 | 565500 |  | 0 |  | 0 |  | 0 |  | 0 |  | 0 |  | 0 | 87 | 705654.998 |  | 0 |  | 0 |  | 0 |  | 0 |  | 0 |  | 0 | 87 | 867866.64 |  | 0 |  | 0 |  | 0 |  | 0 |  | 0 |  | 0 | 1573521.638
Office | Office Furniture, Desk and Chair | 5' |  |  | 11 | 10 | Good | 1000 | 11000 |  | 0 |  | 0 |  | 0 |  | 0 |  | 0 |  | 0 |  | 0 | 11 | 14138.0568 |  | 0 |  | 0 |  | 0 |  | 0 |  | 0 |  | 0 |  | 0 |  | 0 |  | 0 | 11 | 19000.3661 |  | 0 |  | 0 | 33138.4229
Office | Office Furniture, Desk Top Computers with 2 Monitors ea. | Desk Top Computers with 2 Monitors each |  |  | 31 | 7 | Good | 2500 | 77500 |  | 0 |  | 0 |  | 0 |  | 0 | 15 | 44107.9254 |  | 0 |  | 0 |  | 0 |  | 0 |  | 0 |  | 0 |  | 0 |  | 0 |  | 0 | 15 | 59277.3633 |  | 0 |  | 0 |  | 0 |  | 0 |  | 0 | 103385.2887
Office | Two-Way Radio Motorola |  | 5r Motorola | 32 | 5 | 7 | Good | 150 | 750 |  | 0 |  | 0 |  | 0 | 5 | 856.4646 |  | 0 |  | 0 |  | 0 |  | 0 |  | 0 |  | 0 | 5 | 1053.3434 |  | 0 |  | 0 |  | 0 |  | 0 |  | 0 |  | 0 | 5 | 1295.4795 |  | 0 |  | 0 | 3205.2875
Office | Filling Cabinets | Lateral Cabinets |  |  | 9 | 20 | Good | 225 | 2025 |  | 0 |  | 0 |  | 0 |  | 0 |  | 0 |  | 0 |  | 0 |  | 0 |  | 0 |  | 0 |  | 0 |  | 0 | 9 | 3017.2284 |  | 0 |  | 0 |  | 0 |  | 0 |  | 0 |  | 0 |  | 0 | 3017.2284
Office | (1) Safe and (2) Currency Counters | Cash Mgt no longer Required |  |  | 3 | 10 | Good | 6424 | 0 |  | 0 |  | 0 |  | 0 |  | 0 |  | 0 |  | 0 |  | 0 |  | 0 |  | 0 |  | 0 |  | 0 |  | 0 |  | 0 |  | 0 |  | 0 |  | 0 |  | 0 |  | 0 |  | 0 |  | 0 | 0
Popcorn | Popcorn Machine w/ 8 oz Kettle & Red Dome | 8 oz | Gold Medal | 2660 | 2 | 7 | Good | 1849 | 3698 |  | 0 |  | 0 |  | 0 |  | 0 |  | 0 | 2 | 4480.1184 |  | 0 |  | 0 |  | 0 |  | 0 |  | 0 |  | 0 | 2 | 5509.9806 |  | 0 |  | 0 |  | 0 |  | 0 |  | 0 |  | 0 | 2 | 6776.5811 | 16766.6801
Popcorn | Popcorn Machine w/ Deluxe 16 oz Kettle & Stainless Dome | 16 oz | Gold Medal | 2102EST | 15 | 7 | Good | 2430 | 36450 |  | 0 |  | 0 |  | 0 |  | 0 |  | 0 | 7 | 20607.5756 |  | 0 |  | 0 |  | 0 |  | 0 |  | 0 |  | 0 | 7 | 25344.7186 |  | 0 |  | 0 |  | 0 |  | 0 |  | 0 |  | 0 | 7 | 31170.8071 | 77123.1013
Popcorn | Popcorn Popper (24 oz), Floor, Large | Large | GOLD MEDAL |  | 6 | 10 | Good | 5997 | 35982 |  | 0 |  | 0 |  | 0 |  | 0 |  | 0 | 3 | 21796.0548 |  | 0 |  | 0 |  | 0 |  | 0 |  | 0 |  | 0 |  | 0 |  | 0 |  | 0 |  | 0 |  | 0 |  | 0 |  | 0 | 3 | 32968.4886 | 54764.5434
Popcorn | Popcorn Popper (32 oz), Floor, Large | Large | GOLD MEDAL |  | 1 | 10 | Good | 6495 | 6495 |  | 0 |  | 0 |  | 0 |  | 0 |  | 0 | 1 | 7868.6775 |  | 0 |  | 0 |  | 0 |  | 0 |  | 0 |  | 0 |  | 0 |  | 0 |  | 0 | 1 | 10574.8445 |  | 0 |  | 0 |  | 0 |  | 0 | 18443.522
Popcorn | Twin Pro Plant 48oz. Popper w/Pump | Twin pro plant 48oz | Gold Medal | 2235E | 7 | 10 | Good | 10995 | 76965 |  | 0 |  | 0 |  | 0 |  | 0 |  | 0 | 7 | 93242.9192 |  | 0 |  | 0 |  | 0 |  | 0 |  | 0 |  | 0 |  | 0 |  | 0 |  | 0 | 7 | 125310.6863 |  | 0 |  | 0 |  | 0 |  | 0 | 218553.6055
POS | POS | Concession Point of Sale | Spot On Powered by Venue Next |  | 266 | 7 | Good | 3271 | 870086 | 266 | 904889.44 |  | 0 |  | 0 |  | 0 |  | 0 |  | 0 | 0 | 0 | 266 | 1118302.2999 |  | 0 |  | 0 |  | 0 |  | 0 |  | 0 | 0 | 0 | 266 | 1375370.7723 |  | 0 |  | 0 |  | 0 |  | 0 |  | 0 | 3398562.5122
POS | Amazon Just Walk Out AI Technology | Camera System Overhead Grid (estimated $800k) |  | Turnstiles, Cameras and Cabinetry | 11 | 7 | Good | 72727.2727 | 800000 |  | 0 |  | 0 |  | 0 |  | 0 |  | 0 |  | 0 | 11 | 998274.0909 |  | 0 |  | 0 |  | 0 |  | 0 |  | 0 |  | 0 | 11 | 1227751.2149 |  | 0 |  | 0 |  | 0 |  | 0 |  | 0 |  | 0 | 2226025.3057
POS | Handhelds | Handhelds |  |  | 15 | 7 | Good | 1475 | 22125 | 15 | 23010 |  | 0 |  | 0 |  | 0 |  | 0 |  | 0 | 0 | 0 | 15 | 28436.7734 |  | 0 |  | 0 |  | 0 |  | 0 |  | 0 | 0 | 0 | 15 | 34973.6444 |  | 0 |  | 0 |  | 0 |  | 0 |  | 0 | 86420.4177
POS | Grab and Go | Old Self Serve POS units no longer in use |  |  | 20 | 0 | Good | 0 | 0 |  | 0 |  | 0 |  | 0 |  | 0 |  | 0 |  | 0 |  | 0 |  | 0 |  | 0 |  | 0 |  | 0 |  | 0 |  | 0 |  | 0 |  | 0 |  | 0 |  | 0 |  | 0 |  | 0 |  | 0 | 0
Refrig/Freezer | Freezer, Blast Chiller | Broken | Delfield | T40 020 | 1 | 10 | Poor | 27863 | 27863 | 1 | 28977.52 |  | 0 |  | 0 |  | 0 |  | 0 |  | 0 |  | 0 |  | 0 |  | 0 | 1 | 37992.6303 |  | 0 |  | 0 |  | 0 |  | 0 |  | 0 |  | 0 |  | 0 |  | 0 |  | 0 | 1 | 51058.9182 | 118029.0685
Refrig/Freezer | Freezer, Chest Mobile | Mobile | Continental Refrig |  | 1 | 10 | Good | 572 | 572 |  | 0 |  | 0 |  | 0 | 1 | 653.197 |  | 0 |  | 0 |  | 0 |  | 0 |  | 0 |  | 0 |  | 0 |  | 0 |  | 0 | 1 | 877.8421 |  | 0 |  | 0 |  | 0 |  | 0 |  | 0 |  | 0 | 1531.0391
Refrig/Freezer | Freezer, Countertop Display | Glass Front | Excellence | CTF-3HC | 2 | 7 | Good | 1380 | 2760 |  | 0 |  | 0 |  | 0 |  | 0 | 2 | 3246.3433 |  | 0 |  | 0 |  | 0 |  | 0 |  | 0 |  | 0 | 2 | 3992.5928 |  | 0 |  | 0 |  | 0 |  | 0 |  | 0 |  | 0 | 2 | 4910.3855 |  | 0 | 12149.3216
Refrig/Freezer | Freezer, Counter Top Display with Swing Door - 3.2 cu. ft. | Display with Swing Door - 3.2 ft. | Excellence | CTF-3HC | 4 | 7 | Good | 1380 | 5520 |  | 0 |  | 0 |  | 0 |  | 0 | 4 | 6492.6866 |  | 0 |  | 0 |  | 0 |  | 0 |  | 0 |  | 0 | 4 | 7985.1856 |  | 0 |  | 0 |  | 0 |  | 0 |  | 0 |  | 0 | 4 | 9820.7711 |  | 0 | 24298.6432
Refrig/Freezer | Freezer, Reach-In (1-Door) | (1 door) | True | T-23F | 13 | 10 | Good | 8955 | 116415 |  | 0 |  | 0 |  | 0 |  | 0 |  | 0 |  | 0 | 7 | 78221.0142 |  | 0 |  | 0 |  | 0 |  | 0 |  | 0 | 6 | 80057.1272 |  | 0 |  | 0 |  | 0 |  | 0 |  | 0 |  | 0 | 7 | 114870.1965 | 273148.3379
Refrig/Freezer | Freezer, Reach-In (2-Door) | (2 door) | Beverage Air | HBF49HC-1 | 6 | 10 | Good | 12869 | 77214 |  | 0 |  | 0 |  | 0 |  | 0 |  | 0 |  | 0 |  | 0 | 6 | 99241.4472 |  | 0 |  | 0 |  | 0 |  | 0 |  | 0 |  | 0 |  | 0 |  | 0 |  | 0 | 6 | 133372.2063 |  | 0 |  | 0 | 232613.6535
Refrig/Freezer | Freezer, Reach-In (2-Door) | (2 door) | Hoshizaki | CF2S-FS | 13 | 10 | Good | 12446 | 161798 |  | 0 |  | 0 |  | 0 |  | 0 |  | 0 |  | 0 | 7 | 108714.5442 |  | 0 |  | 0 |  | 0 |  | 0 |  | 0 | 6 | 111266.4438 |  | 0 |  | 0 |  | 0 |  | 0 |  | 0 |  | 0 |  | 0 | 219980.988
Refrig/Freezer | Freezer, Reach-In , Two Section Upright, Full Stainless Doors with Lock | Locking | Hoshizaki | CF2S-FS | 1 | 10 | Good | 12446 | 12446 |  | 0 |  | 0 |  | 0 |  | 0 |  | 0 |  | 0 |  | 0 |  | 0 |  | 0 | 1 | 16970.7597 |  | 0 |  | 0 |  | 0 |  | 0 |  | 0 |  | 0 |  | 0 |  | 0 |  | 0 | 1 | 22807.2819 | 39778.0416
Refrig/Freezer | Freezer, in Counter | Counter | Silver King | SKCTMD1 | 4 | 10 | Good | 3721 | 14884 |  | 0 |  | 0 |  | 0 |  | 0 |  | 0 |  | 0 | 4 | 18572.8895 |  | 0 |  | 0 |  | 0 |  | 0 |  | 0 |  | 0 |  | 0 |  | 0 |  | 0 | 4 | 24960.4104 |  | 0 |  | 0 |  | 0 | 43533.2998
Refrig/Freezer | Freezer, Undercounter - 2 Door - 48" Wide | 2 Door - 48 wide | Continental Refrig |  | 1 | 10 | Good | 7174 | 7174 |  | 0 |  | 0 |  | 0 |  | 0 |  | 0 |  | 0 | 1 | 8952.0229 |  | 0 |  | 0 |  | 0 |  | 0 |  | 0 |  | 0 |  | 0 |  | 0 |  | 0 | 1 | 12030.7702 |  | 0 |  | 0 |  | 0 | 20982.7931
Refrig/Freezer | Refrigerator, Countertop Display |  | Beverage Air | CT96-1-B-LED | 27 | 7 | Good | 3751 | 101277 |  | 0 |  | 0 |  | 0 |  | 0 | 9 | 39707.7187 |  | 0 |  | 0 |  | 0 |  | 0 | 9 | 46032.1289 |  | 0 |  | 0 |  | 0 |  | 0 | 9 | 53363.8536 |  | 0 |  | 0 |  | 0 |  | 0 | 9 | 61863.332 | 200967.0331
Refrig/Freezer | Refrigerator, Drop-in 60" Counter Cold Salad | 60" salad |  |  | 2 | 10 | Good | 3061 | 6122 |  | 0 |  | 0 |  | 0 |  | 0 |  | 0 |  | 0 |  | 0 |  | 0 | 2 | 8104.5254 |  | 0 |  | 0 |  | 0 |  | 0 |  | 0 |  | 0 |  | 0 |  | 0 |  | 0 | 2 | 10891.8044 |  | 0 | 18996.3298
Refrig/Freezer | Refrigerator, Bottle Cooler, 1 Door (Full Ht w/ Glass Front) | 1 front load door | Hoshizaki | RM-26-HC | 5 | 10 | Good | 7200 | 36000 |  | 0 |  | 0 |  | 0 |  | 0 |  | 0 |  | 0 |  | 0 |  | 0 | 5 | 47658.1042 |  | 0 |  | 0 |  | 0 |  | 0 |  | 0 |  | 0 |  | 0 |  | 0 |  | 0 | 5 | 64048.5069 |  | 0 | 111706.6111
Refrig/Freezer | Refrigerator, Reach-In (1-Door) | 1 Door | Hoshizaki | CR1S-FS | 10 | 10 | Good | 6342 | 63420 |  | 0 |  | 0 |  | 0 |  | 0 | 5 | 37297.6617 |  | 0 |  | 0 |  | 0 |  | 0 | 5 | 43238.2122 |  | 0 |  | 0 |  | 0 |  | 0 | 5 | 50124.9384 |  | 0 |  | 0 |  | 0 |  | 0 | 5 | 58108.5416 | 188769.354
Refrig/Freezer | Refrigerator, 1 Door Retro Look | Retro Look | Smeg | FAB 23UCRR1 | 3 | 10 | Good | 3500 | 10500 |  | 0 |  | 0 |  | 0 |  | 0 |  | 0 |  | 0 | 3 | 13102.3474 |  | 0 |  | 0 |  | 0 |  | 0 |  | 0 |  | 0 |  | 0 |  | 0 |  | 0 | 3 | 17608.4593 |  | 0 |  | 0 |  | 0 | 30710.8068
Refrig/Freezer | Refrigerator, Black Horizontal Bottle Cooler | Bottle Cooler | True | TD-24-07 | 4 | 10 | Good | 3850 | 15400 |  | 0 |  | 0 |  | 0 |  | 0 |  | 0 |  | 0 | 4 | 19216.7762 |  | 0 |  | 0 |  | 0 |  | 0 |  | 0 |  | 0 |  | 0 |  | 0 |  | 0 | 4 | 25825.7404 |  | 0 |  | 0 |  | 0 | 45042.5166
Refrig/Freezer | Refrigerator, Reach-In (2-Door) | (2 door) | Victory | RSA-2D-S& | 30 | 10 | Good | 12547 | 376410 |  | 0 |  | 0 |  | 0 |  | 0 |  | 0 | 15 | 228009.9214 |  | 0 |  | 0 |  | 0 |  | 0 |  | 0 |  | 0 |  | 0 |  | 0 |  | 0 | 15 | 306426.2681 |  | 0 |  | 0 |  | 0 |  | 0 | 534436.1895
Refrig/Freezer | Refrigerator, Reach-In (2-Door) | (2 door) | True/Victory | RS-2D-S1 | 7 | 10 | Good | 8810 | 61670 |  | 0 |  | 0 |  | 0 |  | 0 |  | 0 |  | 0 |  | 0 | 7 | 79263.0876 |  | 0 |  | 0 |  | 0 |  | 0 |  | 0 |  | 0 |  | 0 |  | 0 |  | 0 | 7 | 106522.9617 |  | 0 |  | 0 | 185786.0493
Refrig/Freezer | Reach-In Refrigerator (2-Door) |  | True/Victory | FS-2D-S7 | 19 | 10 | Good | 9423 | 179037 |  | 0 |  | 0 |  | 0 |  | 0 |  | 0 | 9 | 102743.484 |  | 0 |  | 0 |  | 0 |  | 0 |  | 0 |  | 0 |  | 0 |  | 0 |  | 0 | 9 | 138078.651 |  | 0 |  | 0 |  | 0 |  | 0 | 240822.135
Refrig/Freezer | Refrigerator, Reach-In (4-Door) |  | Victory | RSA-2D-S7-HD | 3 | 10 | Good | 15540 | 46620 |  | 0 |  | 0 | 3 | 51687.221 |  | 0 |  | 0 |  | 0 |  | 0 |  | 0 |  | 0 |  | 0 |  | 0 |  | 0 | 3 | 69463.303 |  | 0 |  | 0 |  | 0 |  | 0 |  | 0 |  | 0 |  | 0 | 121150.524
Refrig/Freezer | Refrigerator, Glass Door Merchandiser with LED Lighting | with lighting | Beverage Air | MMR49HC-1-B | 8 | 10 | Good | 4686 | 37488 |  | 0 |  | 0 | 8 | 41562.6457 |  | 0 |  | 0 |  | 0 |  | 0 |  | 0 |  | 0 |  | 0 |  | 0 |  | 0 | 8 | 55856.7203 |  | 0 |  | 0 |  | 0 |  | 0 |  | 0 |  | 0 |  | 0 | 97419.366
Refrig/Freezer | Refrigerator, Swing Door Rear Load with Hydrocarbon | hydrocarbon | True | GDM-49L-HC-TSL01 | 12 | 10 | Good | 11423 | 137076 |  | 0 |  | 0 |  | 0 | 6 | 78267.1583 |  | 0 |  | 0 |  | 0 |  | 0 | 6 | 90733.0874 |  | 0 |  | 0 |  | 0 |  | 0 | 6 | 105184.516 |  | 0 |  | 0 |  | 0 |  | 0 | 6 | 121937.6824 |  | 0 | 396122.444
Refrig/Freezer | Refrigerator, Undercounter with Glass Doors and LED Lighting | With lighting | Beverage Air | UCR34Y-25-LED | 5 | 10 | Good | 3936 | 19680 |  | 0 |  | 0 |  | 0 |  | 0 |  | 0 | 5 | 23842.2744 |  | 0 |  | 0 |  | 0 |  | 0 |  | 0 |  | 0 |  | 0 |  | 0 |  | 0 | 5 | 32042.0231 |  | 0 |  | 0 |  | 0 |  | 0 | 55884.2975
Refrig/Freezer | Refrigerator, Undercounter - 1 Door - 27" Wide | Suites | Beverage Air | UCR27 | 25 | 10 | Good | 2500 | 62500 |  | 0 |  | 0 |  | 0 |  | 0 |  | 0 |  | 0 | 25 | 77990.1633 |  | 0 |  | 0 |  | 0 |  | 0 | 25 | 90411.9744 |  | 0 |  | 0 |  | 0 |  | 0 |  | 0 | 25 | 107956.6257 |  | 0 |  | 0 | 276358.7635
Refrig/Freezer | Refrigerator, Undercounter (3) door | 3 door | Victory | VUR72HC | 1 | 10 | Good | 10501 | 10501 |  | 0 |  | 0 |  | 0 |  | 0 |  | 0 |  | 0 |  | 0 | 1 | 13496.7031 |  | 0 |  | 0 |  | 0 |  | 0 |  | 0 |  | 0 |  | 0 |  | 0 |  | 0 | 1 | 18138.4404 |  | 0 |  | 0 | 31635.1436
Refrig/Freezer | Refrigerator, Self-Service Drop-In Counter Case | Case | Structural Concepts | DO3616R | 1 | 10 | Good | 15000 | 15000 |  | 0 |  | 0 |  | 0 |  | 0 |  | 0 |  | 0 |  | 0 |  | 0 | 1 | 19857.5434 |  | 0 |  | 0 |  | 0 |  | 0 |  | 0 |  | 0 |  | 0 |  | 0 |  | 0 | 1 | 26686.8779 |  | 0 | 46544.4213
Refrig/Freezer | Refrigerator, Drop-In Cold Pan | Pan | Vollrath | 36456 | 2 | 15 | Good | 4835 | 9670 |  | 0 |  | 0 |  | 0 |  | 0 |  | 0 |  | 0 |  | 0 |  | 0 | 2 | 12801.4963 |  | 0 |  | 0 |  | 0 |  | 0 |  | 0 |  | 0 |  | 0 |  | 0 |  | 0 | 2 | 17204.1406 |  | 0 | 30005.6369
Refrig/Freezer | Refrigerator, Salad Prep Table - 60"/16-Pans |  | Hoshizaki | PR67A | 5 | 10 | Good | 4939 | 24695 |  | 0 |  | 0 |  | 0 | 5 | 28200.5234 |  | 0 |  | 0 |  | 0 |  | 0 |  | 0 |  | 0 |  | 0 |  | 0 |  | 0 | 5 | 37899.1453 |  | 0 |  | 0 |  | 0 |  | 0 |  | 0 |  | 0 | 66099.6687
Refrig/Freezer | Refrigerator, Chef Base w/ (2) Drawers 36" | Base w/ (2) Drawers 36 drawers 36" | Beverage Air | WTRCS-36-1-48FT | 11 | 10 | Good | 11515 | 126665 |  | 0 |  | 0 |  | 0 |  | 0 |  | 0 |  | 0 |  | 0 | 11 | 162799.7242 |  | 0 |  | 0 |  | 0 |  | 0 |  | 0 |  | 0 |  | 0 |  | 0 |  | 0 | 11 | 218789.2159 |  | 0 |  | 0 | 381588.9401
Refrig/Freezer | Refrigerator, Cold Top In Counter | 1' | Randell |  | 5 | 10 | Good | 1850 | 9250 |  | 0 |  | 0 |  | 0 |  | 0 |  | 0 |  | 0 |  | 0 | 5 | 11888.8205 |  | 0 |  | 0 |  | 0 |  | 0 |  | 0 |  | 0 |  | 0 |  | 0 |  | 0 | 5 | 15977.5806 |  | 0 |  | 0 | 27866.4011
Refrig/Freezer | Refrigerator, Cold Top In Counter | 2.5' | Randell |  | 5 | 10 | Good | 2795 | 13975 |  | 0 |  | 0 |  | 0 |  | 0 |  | 0 |  | 0 |  | 0 | 5 | 17961.7585 |  | 0 |  | 0 |  | 0 |  | 0 |  | 0 |  | 0 |  | 0 |  | 0 |  | 0 | 5 | 24139.1015 |  | 0 |  | 0 | 42100.86
Refrig/Freezer | Refrigerator, Cold Top in Counter | 6 wells | Advance Tabco |  | 1 | 10 | Good | 3800 | 3800 |  | 0 |  | 0 |  | 0 |  | 0 |  | 0 |  | 0 | 1 | 4741.8019 |  | 0 |  | 0 |  | 0 |  | 0 |  | 0 |  | 0 |  | 0 |  | 0 |  | 0 | 1 | 6372.5853 |  | 0 |  | 0 |  | 0 | 11114.3872
Refrig/Freezer | Refrigerator, Sandwich/Pizza Make up Table | 3' | Hoshizaki |  | 17 | 10 | Good | 5886 | 100062 |  | 0 |  | 0 |  | 0 |  | 0 | 5 | 34615.8998 |  | 0 |  | 0 |  | 0 |  | 0 | 5 | 40129.3152 |  | 0 |  | 0 |  | 0 |  | 0 | 5 | 46520.8748 |  | 0 |  | 0 |  | 0 |  | 0 | 5 | 53930.444 | 175196.5338
Refrig/Freezer | Refrigerator, Under Counter | 2 door for Suites | Delfield | 406CAP | 84 | 10 | Good | 4946 | 415464 |  | 0 |  | 0 |  | 0 |  | 0 | 8 | 46540.3304 |  | 0 |  | 0 |  | 0 |  | 0 | 8 | 53952.9985 |  | 0 |  | 0 |  | 0 |  | 0 | 8 | 62546.3123 |  | 0 |  | 0 |  | 0 |  | 0 | 8 | 72508.3183 | 235547.9595
Refrig/Freezer | Refrigerator, Chef Base w/ (2) Drawers 48" | Base w/ (2) Drawers 48 drawers 48" | Hoshizaki |  | 3 | 10 | Fair | 13426 | 40278 | 3 | 41889.12 |  | 0 |  | 0 |  | 0 |  | 0 |  | 0 |  | 0 |  | 0 |  | 0 |  | 0 | 3 | 56568.7535 |  | 0 |  | 0 |  | 0 |  | 0 |  | 0 |  | 0 |  | 0 |  | 0 |  | 0 | 98457.8735
Refrig/Freezer | Refrigerator, Sandwich/Pizza Make up Table | 4' | Hoshizaki |  | 5 | 10 | Fair | 8208 | 41040 | 3 | 25608.96 | 2 | 17670.1824 |  | 0 |  | 0 |  | 0 |  | 0 |  | 0 |  | 0 |  | 0 |  | 0 | 5 | 57638.9504 |  | 0 |  | 0 |  | 0 |  | 0 |  | 0 |  | 0 |  | 0 |  | 0 |  | 0 | 100918.0928
Refrig/Freezer | Refrigerator, Sandwich/Pizza Make up Table | 5 1/2' | Hoshizaki |  | 2 | 10 | Fair | 11262 | 22524 | 2 | 23424.96 |  | 0 |  | 0 |  | 0 |  | 0 |  | 0 |  | 0 |  | 0 |  | 0 |  | 0 | 2 | 31634.0087 |  | 0 |  | 0 |  | 0 |  | 0 |  | 0 |  | 0 |  | 0 |  | 0 |  | 0 | 55058.9687
Refrig/Freezer | Refrigerator, Sandwich Prep Cooler | 48" | Hoshizaki |  | 2 | 10 | Good | 6534 | 13068 |  | 0 |  | 0 |  | 0 |  | 0 |  | 0 |  | 0 |  | 0 | 2 | 16796.0115 |  | 0 |  | 0 |  | 0 |  | 0 |  | 0 |  | 0 |  | 0 |  | 0 |  | 0 | 2 | 22572.435 |  | 0 |  | 0 | 39368.4464
Refrig/Freezer | Refrigerator, Sandwich Prep Cooler | 60" | Hoshizaki |  | 2 | 10 | Good | 8473 | 16946 |  | 0 |  | 0 |  | 0 |  | 0 |  | 0 |  | 0 |  | 0 | 2 | 21780.3192 |  | 0 |  | 0 |  | 0 |  | 0 |  | 0 |  | 0 |  | 0 |  | 0 |  | 0 | 2 | 29270.9277 |  | 0 |  | 0 | 51051.2468
Shelving | Shelving, Over Shelves | 5' | Eagle |  | 2 | 20 | Good | 658 | 1316 |  | 0 |  | 0 |  | 0 |  | 0 |  | 0 |  | 0 |  | 0 |  | 0 |  | 0 |  | 0 |  | 0 |  | 0 |  | 0 |  | 0 | 2 | 2080.2403 |  | 0 |  | 0 |  | 0 |  | 0 |  | 0 | 2080.2403
Shelving | Shelving, Over Shelves | 15' | Eagle |  | 2 | 20 | Good | 888 | 1776 |  | 0 |  | 0 |  | 0 |  | 0 |  | 0 |  | 0 |  | 0 |  | 0 |  | 0 |  | 0 |  | 0 |  | 0 |  | 0 |  | 0 | 2 | 2807.3759 |  | 0 |  | 0 |  | 0 |  | 0 |  | 0 | 2807.3759
Shelving | Shelving, Wire Racks | 2' | Metro |  | 2 | 20 | Good | 559 | 1118 |  | 0 |  | 0 |  | 0 |  | 0 |  | 0 |  | 0 |  | 0 |  | 0 |  | 0 |  | 0 |  | 0 |  | 0 |  | 0 |  | 0 | 2 | 1767.2558 |  | 0 |  | 0 |  | 0 |  | 0 |  | 0 | 1767.2558
Shelving | Shelving, Wire Racks | 3' | Metro |  | 3 | 20 | Good | 575 | 1725 |  | 0 |  | 0 |  | 0 |  | 0 |  | 0 |  | 0 |  | 0 |  | 0 |  | 0 |  | 0 |  | 0 |  | 0 |  | 0 |  | 0 | 3 | 2726.7587 |  | 0 |  | 0 |  | 0 |  | 0 |  | 0 | 2726.7587
Shelving | Shelving, Wire Racks | 4' | Metro |  | 59 | 20 | Good | 676 | 39884 |  | 0 |  | 0 |  | 0 |  | 0 |  | 0 |  | 0 |  | 0 | 20 | 17376.9571 |  | 0 |  | 0 |  | 0 |  | 0 |  | 0 |  | 0 |  | 0 | 20 | 22012.6094 |  | 0 |  | 0 |  | 0 |  | 0 | 39389.5665
Shelving | Shelving, Wire Racks | 5' | Metro |  | 54 | 20 | Good | 773 | 41742 |  | 0 |  | 0 |  | 0 |  | 0 |  | 0 |  | 0 |  | 0 | 20 | 19870.3962 |  | 0 |  | 0 |  | 0 |  | 0 |  | 0 |  | 0 |  | 0 |  | 0 |  | 0 |  | 0 |  | 0 |  | 0 | 19870.3962
Shelving | Shelving, Wire Racks | 6' | Metro |  | 137 | 20 | Good | 888 | 121656 |  | 0 |  | 0 |  | 0 |  | 0 |  | 0 |  | 0 |  | 0 |  | 0 |  | 0 |  | 0 |  | 0 |  | 0 |  | 0 | 137 | 186704.1272 |  | 0 |  | 0 |  | 0 |  | 0 |  | 0 |  | 0 | 186704.1272
Shelving | Shelving, Security Cage | 5' | Metro |  | 39 | 20 | Good | 1514 | 59046 |  | 0 |  | 0 |  | 0 |  | 0 |  | 0 |  | 0 |  | 0 |  | 0 |  | 0 | 20 | 41288.3338 |  | 0 |  | 0 |  | 0 |  | 0 |  | 0 |  | 0 |  | 0 |  | 0 |  | 0 | 20 | 55488.0681 | 96776.402
Shelving | Cabinet, Metal Locking | 36" | Servolift |  | 5 | 20 | Good | 1750 | 8750 |  | 0 |  | 0 |  | 0 |  | 0 |  | 0 |  | 0 |  | 0 |  | 0 |  | 0 |  | 0 |  | 0 |  | 0 |  | 0 |  | 0 |  | 0 | 5 | 14246.3263 |  | 0 |  | 0 |  | 0 |  | 0 | 14246.3263
Shelving | Shelving, Snacks 6x4' | 6x4 ' |  |  | 22 | 20 | Good | 676 | 14872 |  | 0 |  | 0 |  | 0 |  | 0 |  | 0 |  | 0 |  | 0 |  | 0 |  | 0 | 22 | 20278.7352 |  | 0 |  | 0 |  | 0 |  | 0 |  | 0 |  | 0 |  | 0 |  | 0 |  | 0 |  | 0 | 20278.7352
Sink | Sink, Hand with Soap and Towel Dispenser |  |  |  | 41 | 20 | Good | 602 | 24682 |  | 0 |  | 0 |  | 0 |  | 0 |  | 0 | 20 | 14586.4321 |  | 0 |  | 0 |  | 0 |  | 0 |  | 0 |  | 0 |  | 0 |  | 0 |  | 0 | 20 | 19602.945 |  | 0 |  | 0 |  | 0 |  | 0 | 34189.3771
Sink | Sink, Janitor's Sink | Sink |  |  | 5 | 20 | Good | 977 | 4885 |  | 0 |  | 0 |  | 0 |  | 0 |  | 0 |  | 0 |  | 0 |  | 0 |  | 0 |  | 0 |  | 0 |  | 0 |  | 0 |  | 0 | 5 | 7721.8645 |  | 0 |  | 0 |  | 0 |  | 0 |  | 0 | 7721.8645
Sink | Sink, 1 Compartment | Compartment |  |  | 1 | 20 | Good | 1850 | 1850 |  | 0 |  | 0 |  | 0 |  | 0 |  | 0 |  | 0 |  | 0 |  | 0 |  | 0 |  | 0 |  | 0 |  | 0 |  | 0 |  | 0 | 1 | 2924.3499 |  | 0 |  | 0 |  | 0 |  | 0 |  | 0 | 2924.3499
Sink | Sink, 2 Compartment | 11' |  |  | 7 | 20 | Good | 2250 | 15750 |  | 0 |  | 0 |  | 0 |  | 0 |  | 0 |  | 0 |  | 0 |  | 0 |  | 0 | 7 | 21475.9332 |  | 0 |  | 0 |  | 0 |  | 0 |  | 0 |  | 0 |  | 0 |  | 0 |  | 0 |  | 0 | 21475.9332
Sink | Sink, 3 Compartment w/Overshelf | 7' |  |  | 5 | 20 | Good | 5476 | 27380 |  | 0 |  | 0 |  | 0 |  | 0 |  | 0 |  | 0 |  | 0 |  | 0 |  | 0 | 5 | 37334.035 |  | 0 |  | 0 |  | 0 |  | 0 |  | 0 |  | 0 |  | 0 |  | 0 |  | 0 |  | 0 | 37334.035
Sink | Sink, 3 Compartment w/Overshelf | 8' |  |  | 11 | 20 | Good | 5675 | 62425 |  | 0 |  | 0 |  | 0 |  | 0 |  | 0 |  | 0 |  | 0 |  | 0 |  | 0 |  | 0 |  | 0 |  | 0 | 11 | 93012.5845 |  | 0 |  | 0 |  | 0 |  | 0 |  | 0 |  | 0 |  | 0 | 93012.5845
Sink | Sink, 3 Compartment w/ Double Overshelf | 10' |  |  | 39 | 20 | Good | 5888 | 229632 |  | 0 |  | 0 |  | 0 |  | 0 |  | 0 |  | 0 |  | 0 |  | 0 |  | 0 |  | 0 |  | 0 |  | 0 | 39 | 342149.2318 |  | 0 |  | 0 |  | 0 |  | 0 |  | 0 |  | 0 |  | 0 | 342149.2318
Sink | Sink, 3 Compartment w/Overshelf (L-Shape) | 8'- With Grease Trap |  |  | 17 | 20 | Good | 8695 | 147815 |  | 0 |  | 0 |  | 0 |  | 0 |  | 0 |  | 0 |  | 0 |  | 0 |  | 0 |  | 0 |  | 0 |  | 0 | 17 | 220242.7741 |  | 0 |  | 0 |  | 0 |  | 0 |  | 0 |  | 0 |  | 0 | 220242.7741
Sink | Sink Portable | Portable | Ozark |  | 2 | 10 | Good | 2918 | 5836 |  | 0 |  | 0 |  | 0 |  | 0 | 2 | 6864.3694 |  | 0 |  | 0 |  | 0 |  | 0 |  | 0 |  | 0 |  | 0 |  | 0 |  | 0 | 2 | 9225.1385 |  | 0 |  | 0 |  | 0 |  | 0 |  | 0 | 16089.5079
Soft Drink | Soft Drink Dispenser | 7 flavor | NIKEC |  | 25 | 10 | Good | 0 | 0 |  | 0 |  | 0 |  | 0 |  | 0 |  | 0 |  | 0 |  | 0 |  | 0 |  | 0 |  | 0 |  | 0 |  | 0 |  | 0 |  | 0 |  | 0 |  | 0 |  | 0 |  | 0 |  | 0 |  | 0 | 0
Soft Drink | Soft Drink, BIB Rack | Purveyor | NIKEC |  | 22 | 15 | Good | 0 | 0 |  | 0 |  | 0 |  | 0 |  | 0 |  | 0 |  | 0 |  | 0 |  | 0 |  | 0 |  | 0 |  | 0 |  | 0 |  | 0 |  | 0 |  | 0 |  | 0 |  | 0 |  | 0 |  | 0 |  | 0 | 0
Table | Table, Composite Buffet | 80" |  |  | 9 | 7 | Good | 5500 | 49500 |  | 0 |  | 0 |  | 0 |  | 0 |  | 0 |  | 0 |  | 0 | 9 | 63621.2557 |  | 0 |  | 0 |  | 0 |  | 0 |  | 0 |  | 0 | 9 | 78246.1196 |  | 0 |  | 0 |  | 0 |  | 0 |  | 0 | 141867.3753
Table | Table, Stainless Steel | 3' |  |  | 20 | 20 | Good | 1082 | 21640 |  | 0 |  | 0 |  | 0 |  | 0 |  | 0 |  | 0 |  | 0 |  | 0 |  | 0 |  | 0 |  | 0 |  | 0 |  | 0 |  | 0 | 20 | 34206.9905 |  | 0 |  | 0 |  | 0 |  | 0 |  | 0 | 34206.9905
Table | Table, Stainless Steel | 4' |  |  | 7 | 20 | Good | 1165 | 8155 |  | 0 |  | 0 |  | 0 |  | 0 |  | 0 |  | 0 |  | 0 |  | 0 |  | 0 |  | 0 |  | 0 |  | 0 |  | 0 |  | 0 | 7 | 12890.8506 |  | 0 |  | 0 |  | 0 |  | 0 |  | 0 | 12890.8506
Table | Table, Stainless Steel | 5' |  |  | 14 | 20 | Good | 1374 | 19236 |  | 0 |  | 0 |  | 0 |  | 0 |  | 0 |  | 0 |  | 0 |  | 0 |  | 0 |  | 0 |  | 0 |  | 0 |  | 0 |  | 0 | 14 | 30406.9163 |  | 0 |  | 0 |  | 0 |  | 0 |  | 0 | 30406.9163
Table | Table, Stainless Steel | 6' |  |  | 58 | 20 | Good | 1609 | 93322 |  | 0 |  | 0 |  | 0 |  | 0 |  | 0 |  | 0 |  | 0 |  | 0 |  | 0 |  | 0 |  | 0 |  | 0 |  | 0 |  | 0 | 58 | 147516.8561 |  | 0 |  | 0 |  | 0 |  | 0 |  | 0 | 147516.8561
Table | Table, Stainless Steel | 8' |  |  | 15 | 20 | Good | 1990 | 29850 |  | 0 |  | 0 |  | 0 |  | 0 |  | 0 |  | 0 |  | 0 |  | 0 |  | 0 |  | 0 |  | 0 |  | 0 |  | 0 |  | 0 | 15 | 47184.7812 |  | 0 |  | 0 |  | 0 |  | 0 |  | 0 | 47184.7812
Table | Table, Stainless Steel | 9' |  |  | 14 | 20 | Good | 2214 | 30996 |  | 0 |  | 0 |  | 0 |  | 0 |  | 0 |  | 0 |  | 0 |  | 0 |  | 0 |  | 0 |  | 0 |  | 0 |  | 0 |  | 0 | 14 | 48996.2974 |  | 0 |  | 0 |  | 0 |  | 0 |  | 0 | 48996.2974
Table | Table, Stainless Steel w/undershelves | 10' |  |  | 12 | 20 | Good | 2330 | 27960 |  | 0 |  | 0 |  | 0 |  | 0 |  | 0 |  | 0 |  | 0 |  | 0 |  | 0 |  | 0 |  | 0 |  | 0 |  | 0 |  | 0 | 12 | 44197.2021 |  | 0 |  | 0 |  | 0 |  | 0 |  | 0 | 44197.2021
Table | Table, Stainless Steel with Prep Sink and Overshelf | 4 1/2' | Eagle |  | 4 | 20 | Good | 3235 | 12940 |  | 0 |  | 0 |  | 0 |  | 0 |  | 0 |  | 0 |  | 0 |  | 0 |  | 0 |  | 0 |  | 0 |  | 0 |  | 0 |  | 0 | 4 | 20454.6422 |  | 0 |  | 0 |  | 0 |  | 0 |  | 0 | 20454.6422
Table | Table, Stainless Steel with Prep Sink | 5 1/2' |  |  | 2 | 20 | Good | 3500 | 7000 |  | 0 |  | 0 |  | 0 |  | 0 |  | 0 |  | 0 |  | 0 |  | 0 |  | 0 |  | 0 |  | 0 |  | 0 |  | 0 |  | 0 | 2 | 11065.1078 |  | 0 |  | 0 |  | 0 |  | 0 |  | 0 | 11065.1078
Table | Table, Stainless Steel with Prep Sink | 8' |  |  | 9 | 20 | Good | 3800 | 34200 |  | 0 |  | 0 |  | 0 |  | 0 |  | 0 |  | 0 |  | 0 |  | 0 |  | 0 |  | 0 |  | 0 |  | 0 |  | 0 |  | 0 | 9 | 54060.9554 |  | 0 |  | 0 |  | 0 |  | 0 |  | 0 | 54060.9554
Table | Table, Stainless Steel with Prep Sink and Overshelf | 9' |  |  | 4 | 20 | Good | 4154 | 16616 |  | 0 |  | 0 |  | 0 |  | 0 |  | 0 |  | 0 |  | 0 |  | 0 |  | 0 |  | 0 |  | 0 |  | 0 |  | 0 |  | 0 | 4 | 26265.4045 |  | 0 |  | 0 |  | 0 |  | 0 |  | 0 | 26265.4045
Table | Table, Stainless Steel with Prep Sink & Double Overshelf | 15' |  |  | 4 | 20 | Good | 5679 | 22716 |  | 0 |  | 0 |  | 0 |  | 0 |  | 0 |  | 0 |  | 0 |  | 0 |  | 0 |  | 0 |  | 0 |  | 0 |  | 0 |  | 0 | 4 | 35907.8556 |  | 0 |  | 0 |  | 0 |  | 0 |  | 0 | 35907.8556
Table | Table, Stainless Steel Clean Dish Table and Overshelf | 6' |  |  | 5 | 20 | Good | 2084 | 10420 |  | 0 |  | 0 |  | 0 |  | 0 |  | 0 |  | 0 |  | 0 |  | 0 |  | 0 |  | 0 |  | 0 |  | 0 |  | 0 |  | 0 | 5 | 16471.2034 |  | 0 |  | 0 |  | 0 |  | 0 |  | 0 | 16471.2034
Table | Table, Stainless Steel Dirty Dish Table and Overshelf | 5' |  |  | 4 | 20 | Good | 3745 | 14980 |  | 0 |  | 0 |  | 0 |  | 0 |  | 0 |  | 0 |  | 0 |  | 0 |  | 0 |  | 0 |  | 0 |  | 0 |  | 0 |  | 0 | 4 | 23679.3307 |  | 0 |  | 0 |  | 0 |  | 0 |  | 0 | 23679.3307
Table | Table, Stainless Steel with Drop-in Heated Well | 28' |  |  | 1 | 20 | Good | 25200 | 25200 |  | 0 |  | 0 |  | 0 |  | 0 |  | 0 |  | 0 |  | 0 |  | 0 |  | 0 |  | 0 |  | 0 |  | 0 |  | 0 |  | 0 | 1 | 39834.3882 |  | 0 |  | 0 |  | 0 |  | 0 |  | 0 | 39834.3882
Ventilator | Ventilator, with Fire Suppression | 3' |  |  | 8 | 15 | Good | 5500 | 44000 |  | 0 |  | 0 |  | 0 |  | 0 |  | 0 |  | 0 |  | 0 |  | 0 | 8 | 58248.7941 |  | 0 |  | 0 |  | 0 |  | 0 |  | 0 |  | 0 |  | 0 |  | 0 |  | 0 |  | 0 |  | 0 | 58248.7941
Ventilator | Ventilator, Shelf Style, with Fire Suppression | 5' |  |  | 13 | 15 | Good | 8500 | 110500 |  | 0 |  | 0 |  | 0 |  | 0 |  | 0 |  | 0 |  | 0 |  | 0 | 13 | 146283.9033 |  | 0 |  | 0 |  | 0 |  | 0 |  | 0 |  | 0 |  | 0 |  | 0 |  | 0 |  | 0 |  | 0 | 146283.9033
Ventilator | Ventilator, Shelf Style, with Fire Suppression | 6' |  |  | 16 | 15 | Good | 9750 | 156000 |  | 0 |  | 0 |  | 0 |  | 0 |  | 0 |  | 0 |  | 0 |  | 0 | 16 | 206518.4517 |  | 0 |  | 0 |  | 0 |  | 0 |  | 0 |  | 0 |  | 0 |  | 0 |  | 0 |  | 0 |  | 0 | 206518.4517
Walk in Cooler / Freezer | Walk-In Cooler Unit - 9'-0" x 15'-0"; | 9'-0" x 15'-0 '-0"; |  |  | 2 | 15 | Good | 27000 | 54000 |  | 0 |  | 0 |  | 0 |  | 0 |  | 0 |  | 0 |  | 0 |  | 0 |  | 0 |  | 0 |  | 0 |  | 0 | 2 | 80459.4243 |  | 0 |  | 0 |  | 0 |  | 0 |  | 0 |  | 0 |  | 0 | 80459.4243
Walk in Cooler / Freezer | Walk-In Cooler Unit - 10'-0" x 11'-0"; | 10'-0" x 11'-0 '-0"; |  |  | 3 | 15 | Good | 22000 | 66000 |  | 0 |  | 0 |  | 0 |  | 0 |  | 0 |  | 0 |  | 0 |  | 0 |  | 0 |  | 0 |  | 0 |  | 0 | 3 | 98339.2963 |  | 0 |  | 0 |  | 0 |  | 0 |  | 0 |  | 0 |  | 0 | 98339.2963
Walk in Cooler / Freezer | Walk-In Cooler Unit - 23'-0" x 13'-0"; | 23'-0" x 13'-0 '-0"; |  |  | 2 | 15 | Good | 59800 | 119600 |  | 0 |  | 0 |  | 0 |  | 0 |  | 0 |  | 0 |  | 0 |  | 0 |  | 0 |  | 0 |  | 0 |  | 0 | 2 | 178202.7249 |  | 0 |  | 0 |  | 0 |  | 0 |  | 0 |  | 0 |  | 0 | 178202.7249
Walk in Cooler / Freezer | Walk-In Cooler Unit - 28'-0" x 11'-0"; | 28'-0" x 11'-0 '-0"; |  |  | 1 | 15 | Good | 61600 | 61600 |  | 0 |  | 0 |  | 0 |  | 0 |  | 0 |  | 0 |  | 0 |  | 0 |  | 0 |  | 0 |  | 0 |  | 0 | 1 | 91783.3432 |  | 0 |  | 0 |  | 0 |  | 0 |  | 0 |  | 0 |  | 0 | 91783.3432
Walk in Cooler / Freezer | Walk-In Cooler Unit - 9'-0" x 13'-0"; | 9'-0" x 13'-0 '-0"; |  |  | 1 | 15 | Good | 23400 | 23400 |  | 0 |  | 0 |  | 0 |  | 0 |  | 0 |  | 0 |  | 0 |  | 0 |  | 0 |  | 0 |  | 0 |  | 0 | 1 | 34865.7505 |  | 0 |  | 0 |  | 0 |  | 0 |  | 0 |  | 0 |  | 0 | 34865.7505
Walk in Cooler / Freezer | Walk-In Cooler Unit - 8'-0" x 9'-0" | 8'-0" x 9'-0 '-0" |  |  | 1 | 15 | Good | 14400 | 14400 |  | 0 |  | 0 |  | 0 |  | 0 |  | 0 |  | 0 |  | 0 |  | 0 |  | 0 |  | 0 |  | 0 |  | 0 | 1 | 21455.8465 |  | 0 |  | 0 |  | 0 |  | 0 |  | 0 |  | 0 |  | 0 | 21455.8465
Walk in Cooler / Freezer | Walk-In Cooler Unit - 8'-0" x 7'-0"; | 8'-0" x 7'-0 '-0"; |  |  | 2 | 15 | Good | 11200 | 22400 |  | 0 |  | 0 |  | 0 |  | 0 |  | 0 |  | 0 |  | 0 |  | 0 |  | 0 |  | 0 |  | 0 |  | 0 | 2 | 33375.7612 |  | 0 |  | 0 |  | 0 |  | 0 |  | 0 |  | 0 |  | 0 | 33375.7612
Walk in Cooler / Freezer | Walk-In Cooler Unit - 8'-0" x 13'-0"; | 8'-0" x 13'-0 '-0"; |  |  | 1 | 15 | Good | 20800 | 20800 |  | 0 |  | 0 |  | 0 |  | 0 |  | 0 |  | 0 |  | 0 |  | 0 |  | 0 |  | 0 |  | 0 |  | 0 | 1 | 30991.7782 |  | 0 |  | 0 |  | 0 |  | 0 |  | 0 |  | 0 |  | 0 | 30991.7782
Walk in Cooler / Freezer | Walk-In Cooler Unit - 7'-0" x 17'-0"; | 7'-0" x 17'-0 '-0"; |  |  | 5 | 15 | Good | 23800 | 119000 |  | 0 |  | 0 |  | 0 |  | 0 |  | 0 |  | 0 |  | 0 |  | 0 |  | 0 |  | 0 |  | 0 |  | 0 | 5 | 177308.7313 |  | 0 |  | 0 |  | 0 |  | 0 |  | 0 |  | 0 |  | 0 | 177308.7313
Walk in Cooler / Freezer | Walk-In Cooler Unit - 9'-0" x 9'-0"; | 9'-0" x 9'-0 '-0"; |  |  | 1 | 15 | Good | 16200 | 16200 |  | 0 |  | 0 |  | 0 |  | 0 |  | 0 |  | 0 |  | 0 |  | 0 |  | 0 |  | 0 |  | 0 |  | 0 | 1 | 24137.8273 |  | 0 |  | 0 |  | 0 |  | 0 |  | 0 |  | 0 |  | 0 | 24137.8273
Walk in Cooler / Freezer | Walk-In Cooler Unit - 10'-0" x 22'-0"; | 10'-0" x 22'-0 '-0"; |  |  | 3 | 15 | Good | 44000 | 132000 |  | 0 |  | 0 |  | 0 |  | 0 |  | 0 |  | 0 |  | 0 |  | 0 |  | 0 |  | 0 |  | 0 |  | 0 | 1 | 65559.5309 |  | 0 |  | 0 |  | 0 |  | 0 |  | 0 |  | 0 |  | 0 | 65559.5309
Walk in Cooler / Freezer | Walk-In Cooler - 16'-0" x 22'-0" | 16'-0" x 22'-0 '-0" |  |  | 1 | 15 | Good | 70400 | 70400 |  | 0 |  | 0 |  | 0 |  | 0 |  | 0 |  | 0 |  | 0 |  | 0 |  | 0 |  | 0 |  | 0 |  | 0 | 2 | 209790.4989 |  | 0 |  | 0 |  | 0 |  | 0 |  | 0 |  | 0 |  | 0 | 209790.4989
Walk in Cooler / Freezer | Walk-In Cooler Unit - 11'-5" x 8'-0"; | With Floor |  |  | 2 | 15 | Floors in Poor Condition | 18400 | 36800 |  | 0 |  | 0 |  | 0 | 2 | 42023.8616 |  | 0 |  | 0 |  | 0 |  | 0 |  | 0 |  | 0 |  | 0 |  | 0 |  | 0 |  | 0 |  | 0 |  | 0 |  | 0 |  | 0 | 2 | 65471.807 |  | 0 | 107495.6686
Walk in Cooler / Freezer | Walk-In Cooler Unit - 6-0" x 5'-0"; | Without Floor | Perlick |  | 2 | 15 | Good | 6000 | 12000 |  | 0 |  | 0 |  | 0 |  | 0 |  | 0 |  | 0 |  | 0 |  | 0 | 3 | 23829.0521 |  | 0 |  | 0 |  | 0 |  | 0 |  | 0 |  | 0 |  | 0 |  | 0 |  | 0 |  | 0 |  | 0 | 23829.0521
Walk in Cooler / Freezer | Walk in Cooler with Floor | 16 1/2'x 10' With Floor |  |  | 3 | 10 | Floors in Poor Condition | 33000 | 99000 |  | 0 |  | 0 |  | 0 | 1 | 37684.4411 |  | 0 |  | 0 |  | 0 |  | 0 |  | 0 |  | 0 |  | 0 |  | 0 |  | 0 |  | 0 |  | 0 |  | 0 |  | 0 |  | 0 | 1 | 58711.1313 |  | 0 | 96395.5724
Walk in Cooler / Freezer | Walk in Cooler w/o Floor | 8'x10' |  |  | 1 | 15 | Good | 16000 | 16000 |  | 0 |  | 0 |  | 0 |  | 0 |  | 0 |  | 0 |  | 0 |  | 0 |  | 0 | 1 | 21816.821 |  | 0 |  | 0 |  | 0 |  | 0 |  | 0 |  | 0 |  | 0 |  | 0 |  | 0 |  | 0 | 21816.821
Walk in Cooler / Freezer w/C02 tanks | Walk In Freezer 8'-0" x 7'-0" | 144 Sq Ft ea. |  |  | 1 | 15 | Good | 11200 | 11200 |  | 0 |  | 0 |  | 0 |  | 0 |  | 0 |  | 0 |  | 0 |  | 0 |  | 0 | 2 | 30543.5495 |  | 0 |  | 0 |  | 0 |  | 0 |  | 0 |  | 0 |  | 0 |  | 0 |  | 0 |  | 0 | 30543.5495
Walk in Cooler / Freezer | Walk-In Freezer Unit - 13'-0" x 9'-0"; | 13'-0" x 9'-0 '-0"; |  |  | 2 | 15 | Good | 23400 | 46800 |  | 0 |  | 0 |  | 0 |  | 0 |  | 0 |  | 0 |  | 0 |  | 0 |  | 0 |  | 0 |  | 0 |  | 0 | 3 | 104597.2516 |  | 0 |  | 0 |  | 0 |  | 0 |  | 0 |  | 0 |  | 0 | 104597.2516
Warewashing | Undercounter Dishwasher | Dishwasher | Champion | UL-130 | 3 | 10 | Good | 5238 | 15714 |  | 0 |  | 0 |  | 0 |  | 0 |  | 0 |  | 0 | 3 | 19608.5988 |  | 0 |  | 0 |  | 0 |  | 0 |  | 0 |  | 0 |  | 0 |  | 0 |  | 0 | 3 | 26352.3171 |  | 0 |  | 0 |  | 0 | 45960.916
Warewashing | High Temp Door-Type Dishwasher | Built-In Booster, 208v/1ph | Jackson | Tempstar | 2 | 10 | Good | 12676 | 25352 |  | 0 |  | 0 |  | 0 |  | 0 |  | 0 |  | 0 | 2 | 31635.3059 |  | 0 |  | 0 |  | 0 |  | 0 |  | 0 |  | 0 |  | 0 |  | 0 |  | 0 | 2 | 42515.2058 |  | 0 |  | 0 |  | 0 | 74150.5118
Warewashing | High Temperature Rack Conveyor Dishwashing Machine | Brand New, Replaced in 2024 | Hobart | CLPS86ENER | 2 | 10 | Good | 90496 | 180992 |  | 0 |  | 0 |  | 0 |  | 0 |  | 0 |  | 0 |  | 0 |  | 0 |  | 0 |  | 0 | 2 | 254195.6361 |  | 0 |  | 0 |  | 0 |  | 0 |  | 0 |  | 0 |  | 0 |  | 0 |  | 0 | 254195.6361
Warewashing | Dishwasher, w Sink, Disposal and Sprayer | AM 15VL | Hobart |  | 2 | 10 | Good | 36000 | 72000 |  | 0 |  | 0 |  | 0 |  | 0 |  | 0 |  | 0 |  | 0 | 2 | 92540.0082 |  | 0 |  | 0 |  | 0 |  | 0 |  | 0 |  | 0 |  | 0 |  | 0 |  | 0 | 2 | 124366.0328 |  | 0 |  | 0 | 216906.041
Warewashing | Dishwasher, w Sink, Disposal and Sprayer | 1 tank | Meiko | DV 80.2 | 1 | 10 | Good | 19500 | 19500 |  | 0 |  | 0 |  | 0 |  | 0 |  | 0 |  | 0 |  | 0 | 1 | 25062.9189 |  | 0 |  | 0 |  | 0 |  | 0 |  | 0 |  | 0 |  | 0 |  | 0 |  | 0 | 1 | 33682.4672 |  | 0 |  | 0 | 58745.3861
Warewashing | Dishwasher, Undercounter | High Temp UH130B | Champion |  | 4 | 10 | Good | 5583 | 22332 |  | 0 |  | 0 |  | 0 |  | 0 |  | 0 |  | 0 |  | 0 |  | 0 |  | 0 |  | 0 |  | 0 |  | 0 |  | 0 |  | 0 |  | 0 |  | 0 |  | 0 |  | 0 |  | 0 |  | 0 | 0
Water Heater | Water Heater, Large | 50 Gallon |  |  | 6 | 15 | Good | 2650 | 15900 |  | 0 |  | 0 |  | 0 |  | 0 |  | 0 |  | 0 |  | 0 |  | 0 |  | 0 |  | 0 |  | 0 |  | 0 |  | 0 |  | 0 | 6 | 25133.6021 |  | 0 |  | 0 |  | 0 |  | 0 |  | 0 | 25133.6021
Leasehold Improvements | Ceiling Tiles Need Replacement in Selected areas | Ceiling Tiles | Armstrong | 2'x4' | 0 | 7 | Fair | 1.64 |  | 2000 | 3411.2 |  | 0 |  | 0 |  | 0 | 2000 | 3857.9732 |  | 0 |  | 0 |  | 0 |  | 0 | 2000 | 4472.4483 |  | 0 |  | 0 |  | 0 |  | 0 | 2000 | 5184.7934 |  | 0 |  | 0 |  | 0 |  | 0 | 2000 | 6010.5965 | 22937.0114
Leasehold Improvements | Floors in Good Shape Resurface as needed | Vinyl Flooring |  |  | 0 | 10 | Good | 10 |  |  | 0 |  | 0 | 2500 | 27717.3 |  | 0 |  | 0 |  | 0 |  | 0 |  | 0 | 2500 | 33095.9057 |  | 0 |  | 0 |  | 0 |  | 0 |  | 0 |  | 0 | 2500 | 40703.7895 |  | 0 |  | 0 |  | 0 |  | 0 | 101516.9952
0
| Food & Beverage Sub-Total | [9 empty] | 1401171.2 |  | 654792.884 |  | 457982.9261 |  | 757514.3633 |  | 1103175.6757 |  | 1260725.6799 |  | 2749326.7082 |  | 2473622.6959 |  | 1298312.6663 |  | 1377259.097 |  | 736230.8522 |  | 1381837.8114 |  | 2809230.3687 |  | 3027003.7387 |  | 5480492.5797 |  | 2188437.6141 |  | 1363807.0385 |  | 1527323.703 |  | 1598705.8848 |  | 2035384.068 | 35682337.5556
Merchandise | Item | Description | Manufacturer | Model | QUANTITY | Frequency of repairs & replacement in years | Condition of Equipment (Good, Fair, Poor) | 2024 Cost | Total | 2025 |  | 2026 |  | 2027 |  | 2028 |  | 2029 |  | 2030 |  | 2031 |  | 2032 |  | 2033 |  | 2034 |  | 2035 |  | 2036 |  | 2037 |  | 2038 |  | 2039 |  | 2040 |  | 2041 |  | 2042 |  | 2043 |  | 2044 |  | Total Cost
| Point of Sale, Merchandise Total | Retail Cloud | Retail Cloud |  | 14 | 10 | Good | 5500 | 77000 |  | 0 |  | 0 | 0 | 0 |  | 0 |  | 0 |  | 0 |  | 0 |  | 0 | 14 | 101935.3896 |  | 0 |  | 0 |  | 0 |  | 0 |  | 0 |  | 0 | 0 | 0 |  | 0 |  | 0 | 14 | 101935.3896 |  | 0 | 203870.7792
| Point of Sale, Merchandise, Total | I Pads | AT Venu |  | 4 | 10 | Good | 1875 | 7500 |  | 0 |  | 0 | 0 | 0 |  | 0 |  | 0 |  | 0 |  | 0 |  | 0 | 4 | 9928.7717 |  | 0 |  | 0 |  | 0 |  | 0 |  | 0 |  | 0 | 0 | 0 |  | 0 |  | 0 | 4 | 9928.7717 |  | 0 | 19857.5434
| Point of Sale, Merchandise, Concerts | I Pads owned by Levy not part of sale | AT Venu |  | 41 | 10 | Good | 0 | 0 |  | 0 |  | 0 | 0 | 0 |  | 0 |  | 0 |  | 0 |  | 0 |  | 0 |  | 0 |  | 0 |  | 0 |  | 0 |  | 0 |  | 0 |  | 0 | 0 | 0 |  | 0 |  | 0 | 0 | 0 |  | 0 | 0
| Cabinets, Back Bars | 8' |  |  | 2 | 10 | Good | 4500 | 9000 |  | 0 |  | 0 | 0 | 0 |  | 0 |  | 0 |  | 0 |  | 0 |  | 0 | 2 | 11914.5261 |  | 0 |  | 0 |  | 0 |  | 0 |  | 0 |  | 0 | 0 | 0 |  | 0 |  | 0 | 2 | 11914.5261 |  | 0 | 23829.0521
| Carts, Utility |  | Cambro |  | 1 | 10 | Good | 680 | 680 |  | 0 |  | 0 | 0 | 0 |  | 0 |  | 0 |  | 0 |  | 0 | 1 | 0 |  | 0 |  | 0 |  | 0 |  | 0 |  | 0 |  | 0 |  | 0 | 0 | 0 |  | 0 | 1 | 900.2086 |  | 0 |  | 0 | 900.2086
| Display Case, Glass | 5' |  |  | 3 | 10 | Good | 6500 | 19500 |  | 0 |  | 0 | 0 | 0 |  | 0 |  | 0 |  | 0 | 3 | 0 |  | 0 |  | 0 |  | 0 |  | 0 |  | 0 |  | 0 |  | 0 |  | 0 | 0 | 0 | 3 | 25814.8065 |  | 0 |  | 0 |  | 0 | 25814.8065
| Heat Press |  | K-20 |  | 3 | 10 | Good | 2950 | 8850 |  | 0 |  | 0 | 0 | 0 |  | 0 |  | 0 |  | 0 |  | 0 | 3 | 0 |  | 0 |  | 0 |  | 0 |  | 0 |  | 0 |  | 0 |  | 0 | 0 | 0 |  | 0 | 3 | 11715.9506 |  | 0 |  | 0 | 11715.9506
| Racks, Industrial Warehouse | 8' L x 25' Tall |  |  | 4 | 20 | Good | 1000 | 4000 |  | 0 |  | 0 | 0 | 0 |  | 0 |  | 0 |  | 0 |  | 0 |  | 0 |  | 0 |  | 0 |  | 0 |  | 0 |  | 0 |  | 0 |  | 0 | 0 | 0 |  | 0 | 4 | 5295.3449 |  | 0 |  | 0 | 5295.3449
| Racks, Mobile Display Singles | 4' | Opto |  | 5 | 10 | Good | 1500 | 7500 |  | 0 |  | 0 | 0 | 0 |  | 0 |  | 0 |  | 0 |  | 0 |  | 0 |  | 0 | 5 | 9928.7717 |  | 0 |  | 0 |  | 0 |  | 0 |  | 0 | 0 | 0 |  | 0 |  | 0 |  | 0 | 5 | 9928.7717 | 19857.5434
| Racks, Mobile Display Four Ways | Four Way | Opto | main store $34041, 2nd floor $9276 Redone in 2017 and 2023 | 42 | 10 | Good | 2400 | 100800 |  | 0 |  | 0 | 0 | 0 |  | 0 |  | 0 |  | 0 |  | 0 |  | 0 |  | 0 | 42 | 133442.6919 |  | 0 |  | 0 |  | 0 |  | 0 |  | 0 | 0 | 0 |  | 0 |  | 0 |  | 0 | 42 | 133442.6919 | 266885.3837
| Shelving, | 6' |  |  | 1 | 10 | Good | 888 | 888 |  | 0 |  | 0 | 0 | 0 |  | 0 |  | 0 |  | 0 |  | 0 |  | 0 |  | 0 | 1 | 1175.5666 |  | 0 |  | 0 |  | 0 |  | 0 |  | 0 | 0 | 0 |  | 0 |  | 0 |  | 0 | 1 | 1175.5666 | 2351.1331
| Shelving, | 8' |  |  | 8 | 10 | Good | 1184 | 9472 |  | 0 |  | 0 | 0 | 0 |  | 0 |  | 0 |  | 0 |  | 0 |  | 0 |  | 0 | 8 | 12539.3768 |  | 0 |  | 0 |  | 0 |  | 0 |  | 0 | 0 | 0 |  | 0 |  | 0 |  | 0 | 8 | 12539.3768 | 25078.7535
| Table, Display | 6' |  |  | 2 | 10 | Good | 5500 | 11000 |  | 0 |  | 0 | 0 | 0 |  | 0 |  | 0 |  | 0 |  | 0 |  | 0 |  | 0 | 2 | 14562.1985 |  | 0 |  | 0 |  | 0 |  | 0 |  | 0 | 0 | 0 |  | 0 |  | 0 |  | 0 | 2 | 14562.1985 | 29124.397
| Wall Cabinetry |  |  |  | 0 | 10 | Good | 625 | 0 |  | 0 |  | 0 | 0 | 0 |  | 0 |  | 0 |  | 0 |  | 0 |  | 0 |  | 0 | 50 | 41369.8821 |  | 0 |  | 0 |  | 0 |  | 0 |  | 0 | 0 | 0 |  | 0 |  | 0 |  | 0 | 50 | 41369.8821 | 82739.7643
| Wall Display Grids | 4'x8' | Opto |  | 31 | 10 | Good | 65 | 2015 |  | 0 |  | 0 | 0 | 0 |  | 0 |  | 0 |  | 0 |  | 0 |  | 0 |  | 0 | 31 | 2667.53 |  | 0 |  | 0 |  | 0 |  | 0 |  | 0 | 0 | 0 |  | 0 |  | 0 |  | 0 | 31 | 2667.53 | 5335.06
| Video Board | 30'x4' | Not in Use |  | 1 | 0 |  | 0 | 0 |  | 0 |  | 0 | 0 | 0 |  | 0 |  | 0 |  | 0 |  | 0 |  | 0 |  | 0 |  | 0 |  | 0 |  | 0 |  | 0 |  | 0 |  | 0 | 0 | 0 |  | 0 |  | 0 |  | 0 |  | 0 | 0
Merchandise Sub-Total | [10 empty] | 0 |  | 0 |  | 0 |  | 0 |  | 0 |  | 0 |  | 0 |  | 0 |  | 123778.6874 |  | 215686.0176 |  | 0 |  | 0 |  | 0 |  | 0 |  | 0 |  | 0 |  | 25814.8065 |  | 17911.5042 |  | 123778.6874 |  | 215686.0176 | 722655.7205
| Food & Beverage Sub-Total | [9 empty] | 1401171.2 |  | 654792.884 |  | 457982.9261 |  | 757514.3633 |  | 1103175.6757 |  | 1260725.6799 |  | 2749326.7082 |  | 2473622.6959 |  | 1298312.6663 |  | 1377259.097 |  | 736230.8522 |  | 1381837.8114 |  | 2809230.3687 |  | 3027003.7387 |  | 5480492.5797 |  | 2188437.6141 |  | 1363807.0385 |  | 1527323.703 |  | 1598705.8848 |  | 2035384.068 | 35682337.5556
| Merchandise Sub-Total | [9 empty] | 0 |  | 0 |  | 0 |  | 0 |  | 0 |  | 0 |  | 0 |  | 0 |  | 123778.6874 |  | 215686.0176 |  | 0 |  | 0 |  | 0 |  | 0 |  | 0 |  | 0 |  | 25814.8065 |  | 17911.5042 |  | 123778.6874 |  | 215686.0176 | 722655.7205
| Grand Total | [9 empty] | 1401171.2 |  | 654792.884 |  | 457982.9261 |  | 757514.3633 |  | 1103175.6757 |  | 1260725.6799 |  | 2749326.7082 |  | 2473622.6959 |  | 1422091.3536 |  | 1592945.1145 |  | 736230.8522 |  | 1381837.8114 |  | 2809230.3687 |  | 3027003.7387 |  | 5480492.5797 |  | 2188437.6141 |  | 1389621.845 |  | 1545235.2072 |  | 1722484.5722 |  | 2251070.0856 | 36404993.2761

## Recap
Moda Center 20 Year Capital Plan
| Years 1-5 | Years 6 -10 | Years 11-15 | Years 16-20 | Totals
Architecture & Interiors | 135622641.6029 | 996578.6385 | 45867825.6206 | 110979161.6908 | 293466207.5527
MEP & Fire Protection | 34706854.2872 | 17201173.4747 | 4320188.941 | 18529294.4394 | 74757511.1422
Structure | 6211319.1877 | 430426.5806 | 1013691.253 | 684072.7204 | 8339509.7417
Technology | 30943066.0092 | 4685553.801 | 32164599.0058 | 7915277.8291 | 75708496.6451
Vertical Transportation | 11485954.7118 | 0 | 0 | 0 | 11485954.7118
Roof & Envelope | 0 | 272384.845 | 4442863.2009 | 0 | 4715248.0459
Food & Beverage and Retail | 4374637.0492 | 9498711.5522 | 13434795.3507 | 9096849.3241 | 36404993.2761
Totals | 223344472.8479 | 33084828.8919 | 101243963.372 | 147204656.0037 | 504877921.1155